## Model IO
INPUTS
Demand Charges |  | Battery Capacity (kWh) | 500
Month | Rate ($ per kW) | Power Capacity (kW) | 1000
Jan | 4.15 | FR Reserve Capacity (kWh/kW) | 0.1
Feb | 4.15 | SOC control Margin (-) | 0.1
Mar | 4.15 | PV Firming Reserve Capacity (kWh) | 100
Apr | 4.15 | PV Firming Reserve Power (kW) | 200
May | 4.15 | makePlots | 1
Jun | 4.15
Jul | 4.15
Aug | 4.15
Sep | 4.15
Oct | 4.15
Nov | 4.15
Dec | 4.15
OUTPUTS
BaselineCost | 23954519.9047
BaselineCostEnergy | 22350461.1622
BaselineCostDemand | 1604058.7425
WithPVCost | 23395706.8785
WithPVCostEnergy | 21836523.4172
WithPVCostDemand | 1559183.4613
WithPVandStorageCost | 23185225.8644
WithPVandStorageCostEnergy | 21635785.6095
WithPVandStorageCostDemand | 1549440.2549
SAVINGS | 769294.0404
SAVINGS BATTERY ONLY | 210481.0142
Note on D4: Author: In order to participate the bid power has to be reserved but capacity is also required. Expected amount the integral of the fr signal deviates from 0.
Note on D5: Author: Charging to 100% or discharging to 0% is typically bad for the battery. SOC control margin can be used to constrain the state of charge to be at least this amount away from the limit.
Note on D6: Author: Within a single hour the PV field could take several peaks. This is a reserve so that a demand peak is not set due to a cloud.
Note on D7: Author: Same as above, but a reserve power rather than energy.

## Electric Load (kW)
Hour Ending | 1 | 2 | 3 | 4 | 5 | 6 | 7 | 8 | 9 | 10 | 11 | 12 | 13 | 14 | 15 | 16 | 17 | 18 | 19 | 20 | 21 | 22 | 23 | 24
Date
2015-01-01 | 24110.677 | 23380.6458 | 23432.8908 | 22720.7993 | 23408.4617 | 24056.4454 | 25972.0804 | 27828.6977 | 29236.4425 | 31235.707 | 31865.053 | 32497.7906 | 31867.507 | 31859.582 | 31144.7042 | 31184.185 | 31215.8495 | 31289.5782 | 30564.4345 | 29348.8373 | 27966.6347 | 26761.0624 | 25496.4046 | 24798.0728
2015-01-02 | 24134.5118 | 23467.4998 | 23200.8544 | 22805.3246 | 22131.1309 | 22178.2095 | 22203.4093 | 22773.5531 | 23314.1576 | 24123.7282 | 24791.3383 | 25405.2841 | 25945.4251 | 26293.3919 | 26618.7978 | 27011.3052 | 27420.1523 | 27354.8785 | 27347.0022 | 27369.2541 | 26812.8013 | 25440.1355 | 24756.0591 | 24406.8667
2015-01-03 | 24102.2746 | 23412.3029 | 23456.3685 | 23481.192 | 23463.7982 | 23493.3768 | 23457.4644 | 23458.5909 | 23674.921 | 24086.3671 | 24746.2402 | 25060.3908 | 25325.5317 | 25972.1116 | 26663.3192 | 27355.3056 | 27255.7304 | 27422.5042 | 27297.5461 | 27297.3603 | 26687.1204 | 26099.9698 | 25372.6664 | 24788.2364
2015-01-04 | 24202.1416 | 23547.7949 | 23471.1532 | 23393.4119 | 24149.5826 | 24773.9373 | 26711.8214 | 27969.8438 | 29261.8179 | 30674.8355 | 31253.7887 | 31197.4386 | 31205.7923 | 31281.5784 | 31354.3623 | 31225.6537 | 30976.8391 | 30569.8661 | 29981.6258 | 29314.1086 | 28039.3325 | 26779.4259 | 25386.2858 | 24814.2256
2015-01-05 | 24848.5658 | 24140.1232 | 24050.4379 | 23420.21 | 23428.0801 | 24746.9443 | 26073.6758 | 28025.5277 | 28655.1116 | 29948.3302 | 30668.274 | 31167.7945 | 31203.0329 | 30595.0165 | 29968.5952 | 29984.4862 | 29851.0391 | 29333.1656 | 28747.4397 | 28062.2741 | 27373.3448 | 26096.779 | 25469.5658 | 24747.6825
2015-01-06 | 24180.1755 | 23506.6701 | 22834.704 | 22772.1222 | 23428.6095 | 24103.0775 | 25387.1865 | 27358.4748 | 29318.986 | 30634.4682 | 31231.8568 | 31220.285 | 31379.966 | 31221.3276 | 30563.4463 | 30641.0814 | 29958.7914 | 29359.3924 | 28609.5933 | 27991.5845 | 27114.4502 | 26148.7421 | 25450.7624 | 24862.0381
2015-01-07 | 24172.4164 | 23469.5806 | 23477.2093 | 23422.633 | 24092.894 | 25417.2333 | 27302.1484 | 28666.9943 | 30079.5236 | 30529.4766 | 31235.2283 | 31256.5059 | 31346.8213 | 31181.315 | 31306.1051 | 31321.5592 | 31300.2083 | 31237.8946 | 30559.906 | 30003.7761 | 28756.6796 | 27370.4094 | 26109.23 | 25486.0381
2015-01-08 | 24835.3067 | 24215.1957 | 23499.1272 | 23440.76 | 24116.4835 | 25365.1929 | 26716.7588 | 27978.3133 | 29866.1676 | 30546.0673 | 30600.0042 | 31173.4568 | 31229.3138 | 31229.1811 | 31294.8814 | 31255.1815 | 30541.8761 | 30563.3379 | 29992.8295 | 29424.5341 | 28109.0236 | 26771.3421 | 26106.4214 | 25423.186
2015-01-09 | 24245.8795 | 23919.7152 | 23424.3193 | 22783.6372 | 22248.307 | 21837.4157 | 21718.7795 | 22763.2091 | 23662.8807 | 24767.2461 | 25421.9213 | 26050.9107 | 26710.4676 | 27232.1461 | 27336.0363 | 27440.9525 | 27399.4801 | 27341.9507 | 26660.9689 | 26166.5205 | 25502.2465 | 25108.048 | 24774.0977 | 24467.0268
2015-01-10 | 24165.5587 | 23866.8732 | 23439.2557 | 23437.3489 | 23409.0777 | 23389.4988 | 24051.1463 | 24069.1403 | 24061.7946 | 24058.1486 | 24713.8912 | 25452.7453 | 25952.5611 | 26706.1155 | 27052.9109 | 27344.9372 | 27371.6714 | 27358.5591 | 27367.1493 | 27400.3004 | 26667.2399 | 26770.1081 | 26009.2238 | 25473.158
2015-01-11 | 24830.566 | 24193.5099 | 23505.9244 | 23497.438 | 24172.85 | 25306.8471 | 27404.4067 | 28641.348 | 29910.563 | 30586.6569 | 31277.7579 | 31226.7777 | 31224.9984 | 31256.5303 | 31256.0797 | 31307.1377 | 31328.2308 | 31358.1385 | 30609.6022 | 30092.5245 | 28715.7984 | 27359.7115 | 26105.1849 | 25409.3922
2015-01-12 | 24763.5297 | 24109.5739 | 23603.2304 | 23479.7388 | 24095.082 | 25410.4443 | 27316.7806 | 28574.9852 | 29902.105 | 30626.3775 | 31245.2903 | 31243.0392 | 31245.6812 | 31195.0124 | 31206.5676 | 31257.4266 | 31304.6381 | 31240.0141 | 30668.7517 | 29379.3944 | 28045.0803 | 26788.2919 | 26175.4625 | 25347.8151
2015-01-13 | 24800.4522 | 24157.3216 | 23440.6493 | 23472.3153 | 24150.7485 | 25412.0026 | 27365.0152 | 28646.8586 | 30001.679 | 30475.7129 | 31261.4469 | 31198.8445 | 31275.5683 | 31250.4269 | 31207.4024 | 31365.6636 | 31258.0014 | 31342.5078 | 30625.6035 | 30039.4811 | 28666.2071 | 27281.1482 | 26036.0188 | 24810.4605
2015-01-14 | 23520.2413 | 22835.9213 | 22213.0744 | 22205.2117 | 22802.5766 | 23453.7593 | 25381.3525 | 26628.8565 | 27973.3068 | 29282.888 | 29845.1324 | 30594.2392 | 30667.3603 | 30754.018 | 30610.3355 | 30603.3287 | 29990.3179 | 29317.937 | 28693.8647 | 28072.4687 | 27400.6064 | 26713.7571 | 26145.7833 | 25445.6461
2015-01-15 | 25415.8419 | 24894.7343 | 24096.9653 | 23569.7305 | 24079.1431 | 24837.627 | 26712.2512 | 28001.0381 | 29324.3292 | 30553.1718 | 31320.1322 | 31206.2018 | 31291.1559 | 31271.4583 | 30569.2476 | 30673.5719 | 30626.1606 | 30606.2054 | 30015.0626 | 28673.1198 | 27375.7263 | 26203.4606 | 25510.9857 | 24728.46
2015-01-16 | 24145.8919 | 24086.1427 | 24080.4324 | 23536.0891 | 23439.7625 | 23504.3666 | 24107.0336 | 24017.5314 | 24739.1571 | 24752.6013 | 25422.4438 | 26076.9374 | 26687.3889 | 26708.3013 | 26672.1697 | 26690.558 | 27267.0858 | 27353.9589 | 27401.7521 | 26748.1793 | 26023.2565 | 25524.8884 | 24746.9424 | 24857.2093
2015-01-17 | 24789.6093 | 24056.6262 | 24069.7131 | 23383.5208 | 23500.6662 | 23535.9121 | 24060.8075 | 24143.9919 | 23995.8209 | 24730.5122 | 25319.106 | 26063.7518 | 26750.5016 | 26768.8884 | 26701.0295 | 27408.7546 | 28031.5588 | 28784.5818 | 28711.9584 | 28070.5278 | 27351.1845 | 26751.8264 | 26093.9167 | 25468.3239
2015-01-18 | 24861.0561 | 24151.3962 | 23501.4909 | 23489.2181 | 24169.1929 | 24760.0024 | 25939.0188 | 27382.5583 | 28686.065 | 29877.4342 | 30473.4228 | 31261.9483 | 31251.0937 | 31279.6047 | 31277.5368 | 31334.8546 | 31297.1869 | 31259.4968 | 30632.4992 | 30063.3107 | 28649.4426 | 27351.0584 | 26761.4896 | 26092.7055
2015-01-19 | 26128.8716 | 25393.6356 | 24780.647 | 24053.5114 | 24153.9047 | 24794.4166 | 26096.3048 | 27314.5499 | 29288.0878 | 30602.1981 | 31333.1384 | 31236.1874 | 31293.0442 | 31260.782 | 31192.0212 | 31272.3089 | 31301.5132 | 30712.8623 | 29870.5604 | 29222.3356 | 28652.7421 | 27372.3558 | 26803.3525 | 26123.7293
2015-01-20 | 25506.8396 | 24759.5274 | 24169.5386 | 23362.1827 | 23424.5344 | 24719.4263 | 26670.4824 | 28097.8714 | 29267.7953 | 29942.7451 | 30600.1192 | 31331.8276 | 31362.0094 | 31263.9217 | 31285.9567 | 31263.5969 | 31285.9402 | 31294.5743 | 31312.9071 | 30614.4659 | 29344.1892 | 28020.4497 | 27129.7111 | 26100.1874
2015-01-21 | 24830.1183 | 24152.4253 | 24116.353 | 23402.187 | 24041.4125 | 25390.567 | 26712.6185 | 28704.7398 | 29946.375 | 30633.3824 | 31296.9901 | 31142.3971 | 31201.7963 | 31276.2563 | 31265.642 | 31252.1936 | 31274.3831 | 30612.0355 | 29294.4445 | 28113.9737 | 27074.7873 | 26123.2931 | 24795.4115 | 24105.3322
2015-01-22 | 24196.3154 | 24070.951 | 23413.9544 | 23353.6269 | 24125.897 | 24661.5964 | 26093.7254 | 27384.1794 | 29320.5703 | 30575.8805 | 31279.9428 | 31267.9083 | 31246.2629 | 31313.8397 | 31302.5073 | 31270.7566 | 31145.9823 | 30672.4567 | 29367.4954 | 28077.2371 | 26689.1696 | 26177.5051 | 25448.919 | 24703.308
2015-01-23 | 24794.26 | 24189.4388 | 24115.9362 | 23406.1587 | 23479.1215 | 23446.2141 | 23378.6024 | 23972.2161 | 24784.2328 | 25314.6415 | 26045.9297 | 26385.3914 | 26639.404 | 27029.9856 | 27394.2764 | 27339.8814 | 27438.9274 | 27377.4942 | 27315.194 | 27402.3999 | 26660.6804 | 25761.906 | 24761.8363 | 24114.4231
2015-01-24 | 24151.6113 | 23830.3584 | 23469.0341 | 23530.4373 | 23327.0949 | 23489.0715 | 23822.0965 | 24012.566 | 24080.9581 | 24072.0749 | 24777.6667 | 25374.391 | 25956.8151 | 26093.8566 | 26632.5396 | 26940.9302 | 27315.2906 | 27367.2248 | 27432.7108 | 27417.6389 | 27012.1017 | 26745.7313 | 26104.7389 | 25459.4778
2015-01-25 | 24767.577 | 24206.9741 | 23503.3425 | 23438.8981 | 24107.0652 | 24696.076 | 26735.4367 | 27959.5267 | 29867.8003 | 30632.2303 | 30947.5309 | 31316.4223 | 31309.8028 | 31254.8259 | 31302.0377 | 31266.7278 | 31244.2764 | 31314.3992 | 30602.1022 | 29410.0671 | 28074.9065 | 27393.5583 | 26659.9712 | 26046.0003
2015-01-26 | 24818.3635 | 24120.2611 | 24065.332 | 24249.8898 | 24210.6317 | 24737.8606 | 26704.4974 | 27978.2561 | 29342.6194 | 29972.0791 | 30511.9168 | 31211.149 | 31237.2224 | 31301.6587 | 31278.1762 | 31294.8658 | 31321.9719 | 31266.4981 | 30614.3746 | 29303.6388 | 28087.7169 | 27463.9683 | 26774.6822 | 26044.3689
2015-01-27 | 24952.6985 | 24181.5051 | 24033.6973 | 24135.3945 | 24096.4318 | 25365.9119 | 26680.4389 | 27929.0632 | 29273.5792 | 30640.1952 | 31284.2802 | 31253.3347 | 31175.2123 | 31234.3052 | 31335.3506 | 31242.6588 | 31251.972 | 31396.1487 | 30667.074 | 29371.4548 | 27973.3644 | 27387.5294 | 26863.5745 | 26162.9035
2015-01-28 | 25456.9953 | 24733.0393 | 24148.7957 | 24166.0535 | 24073.6441 | 25361.6956 | 27411.7693 | 28680.526 | 30046.2945 | 30560.3281 | 31233.2796 | 31318.5439 | 31209.093 | 31302.948 | 31279.7167 | 31248.0955 | 31230.3391 | 31295.248 | 30764.431 | 29909.987 | 28715.1668 | 27743.8535 | 26804.6764 | 25802.7743
2015-01-29 | 24796.7051 | 24147.8954 | 24087.0264 | 24108.554 | 24708.5965 | 26100.3669 | 27373.7987 | 28621.6363 | 29984.536 | 30564.5695 | 30606.8618 | 30552.3884 | 30656.4406 | 30548.4095 | 30580.2271 | 30270.2579 | 30006.0976 | 29371.2367 | 28640.5072 | 27398.1138 | 26715.5704 | 25391.958 | 24714.4301 | 24825.0894
2015-01-30 | 24188.7664 | 24192.0248 | 24101.315 | 23448.7436 | 23362.1745 | 23446.0858 | 24112.4704 | 24067.5851 | 24761.6922 | 25348.6595 | 26036.2266 | 26741.383 | 26720.718 | 26665.6584 | 26596.0609 | 27359.5125 | 27348.8121 | 27422.3555 | 27470.9847 | 26743.1867 | 26038.4513 | 25478.9194 | 24853.953 | 24028.4258
2015-01-31 | 24067.6727 | 23450.312 | 23500.2416 | 23423.5541 | 22775.1193 | 22826.571 | 22914.2355 | 22742.164 | 23405.6711 | 24759.8476 | 25389.2769 | 25936.9006 | 26040.8797 | 26009.9418 | 26647.4298 | 26667.4565 | 26652.2934 | 27324.8396 | 27406.0314 | 26801.3776 | 26752.3571 | 26033.0139 | 25358.9093 | 24761.4374
2015-02-01 | 24855.3963 | 24793.3534 | 24126.7703 | 23470.7633 | 23467.7939 | 24115.6924 | 25419.8479 | 26683.9654 | 27952.4782 | 29968.2163 | 30569.2802 | 30585.7232 | 31181.0387 | 31350.4813 | 31209.8999 | 31218.0519 | 31362.693 | 31363.9219 | 30602.5186 | 29967.2974 | 28628.0694 | 27424.3624 | 26811.7866 | 26155.9134
2015-02-02 | 25409.7374 | 24870.7188 | 24134.0999 | 23388.5757 | 23403.5271 | 24142.6432 | 25450.9419 | 27410.1186 | 28611.2769 | 29971.5831 | 30568.5935 | 31321.7066 | 31234.2762 | 31209.6592 | 31278.0309 | 31357.4581 | 31264.9628 | 30686.4135 | 30032.2446 | 29378.1745 | 28628.6801 | 27681.2121 | 26751.1593 | 26112.2065
2015-02-03 | 25480.4914 | 24749.7595 | 24185.0688 | 23420.2192 | 23465.3958 | 23982.9935 | 25389.5818 | 27249.986 | 29236.0724 | 30658.0407 | 31196.5875 | 31277.8285 | 31212.1811 | 31198.2822 | 31202.961 | 31252.4267 | 31241.5946 | 31252.9624 | 30658.2563 | 30051.8246 | 28678.4271 | 27557.5934 | 26673.7959 | 25993.0186
2015-02-04 | 25465.9459 | 24733.4654 | 24179.149 | 24062.3924 | 24145.2521 | 24697.8787 | 26788.4917 | 27946.5675 | 29259.7192 | 29987.9171 | 30652.0172 | 31250.0366 | 31327.2331 | 31273.6249 | 31200.3501 | 31307.3784 | 31212.5847 | 31306.0671 | 31276.7997 | 30621.8301 | 29234.657 | 28067.1235 | 26693.4449 | 26139.6281
2015-02-05 | 25448.7648 | 24835.6654 | 24126.0333 | 23471.1394 | 23423.0577 | 24087.2594 | 26040.4923 | 27971.095 | 29359.9995 | 29945.3262 | 30601.862 | 31263.1851 | 31227.175 | 31199.909 | 31277.3905 | 30568.5697 | 29957.7379 | 29938.3177 | 29319.0478 | 28713.3533 | 27350.6631 | 26707.7849 | 25452.1188 | 24793.4517
2015-02-06 | 24436.5553 | 24461.2449 | 23772.7045 | 23865.0832 | 23150.7671 | 23133.5525 | 23709.5384 | 23777.0251 | 24372.5063 | 25063.6307 | 25721.3425 | 26306.4904 | 26404.3712 | 26309.3092 | 26467.1144 | 27133.7629 | 27112.6048 | 27106.4624 | 26952.3741 | 27067.3821 | 26344.4643 | 25758.6543 | 25163.605 | 24841.6138
2015-02-07 | 24493.2848 | 24407.3853 | 23739.5987 | 23244.0333 | 22501.2999 | 22520.4473 | 23105.3247 | 23045.0026 | 23093.1783 | 23860.6921 | 24444.1609 | 24970.7179 | 25140.3224 | 25732.1149 | 26001.8642 | 26708.8414 | 27066.3505 | 27370.1802 | 27373.4699 | 27056.2528 | 26322.3179 | 26159.023 | 25730.0438 | 25028.2267
2015-02-08 | 24528.6472 | 23764.6026 | 23161.9451 | 23048.3718 | 23777.1478 | 25043.5692 | 26286.0104 | 28294.9673 | 29705.338 | 30679.2493 | 30865.9294 | 31472.5231 | 31653.7248 | 31601.0072 | 31517.0451 | 31665.1081 | 31228.9193 | 31009.2169 | 30347.1374 | 28999.4247 | 27673.4183 | 26422.5975 | 25712.3625 | 25160.8402
2015-02-09 | 24506.5514 | 23826.6015 | 23261.8108 | 23153.4943 | 23877.1105 | 25698.4342 | 27087.8238 | 28356.3805 | 29602.5332 | 30258.1731 | 30866.9926 | 31607.1191 | 31617.952 | 31653.9221 | 31480.8529 | 31645.4257 | 30943.6339 | 30313.5627 | 29680.6949 | 28991.2224 | 27719.7644 | 26996.846 | 26388.4801 | 25747.3351
2015-02-10 | 24542.2238 | 23821.5323 | 23198.5108 | 23103.4518 | 23715.678 | 25714.4239 | 26965.7362 | 28259.8096 | 29617.3963 | 30187.3685 | 30261.7864 | 30827.6662 | 30869.2515 | 30952.7609 | 30899.4474 | 30300.184 | 30343.6532 | 29997.4357 | 29977.4375 | 29292.5048 | 28355.0727 | 27441.7659 | 26458.7339 | 25790.8341
2015-02-11 | 24402.9898 | 23791.7092 | 23157.4048 | 23082.083 | 23793.0414 | 25763.4426 | 27039.0262 | 28373.5868 | 29662.0356 | 30260.9788 | 30958.2619 | 31596.5787 | 31703.0657 | 31658.6338 | 30970.7887 | 30969.4699 | 30378.5077 | 29959.3235 | 29720.7224 | 29001.1719 | 27827.6003 | 27065.0134 | 26466.5318 | 25668.8695
2015-02-12 | 24473.3824 | 23820.7411 | 23744.3936 | 23794.4571 | 23732.9509 | 24427.741 | 26417.5303 | 27358.6185 | 28331.1769 | 28981.049 | 29574.0224 | 30180.0503 | 30214.5205 | 30320.5793 | 30281.9448 | 30269.4966 | 30294.1158 | 29634.5118 | 28994.5174 | 27671.5732 | 27055.9558 | 26374.7416 | 25772.5921 | 25142.0564
2015-02-13 | 24404.9016 | 23837.5097 | 23737.995 | 23765.6949 | 23743.2 | 23825.5732 | 24436.5566 | 24430.9149 | 24752.1149 | 24955.6687 | 25661.1045 | 26050.3755 | 26327.5013 | 27096.372 | 27026.0303 | 27040.5954 | 27320.6209 | 27688.6746 | 27738.8675 | 27715.7674 | 27020.0913 | 26491.9745 | 25841.2226 | 24996.2096
2015-02-14 | 24478.151 | 24425.8708 | 24425.918 | 23791.844 | 23801.3368 | 23730.6915 | 23777.9656 | 23748.5436 | 23730.3701 | 24467.5633 | 24419.1281 | 25059.3067 | 25707.8643 | 25715.137 | 26405.7171 | 26751.1698 | 27049.3693 | 27166.2264 | 26997.0556 | 27143.1957 | 26446.8337 | 26431.6536 | 25762.6988 | 25784.6073
2015-02-15 | 25152.632 | 24446.4313 | 24265.3102 | 23827.7134 | 23833.9328 | 24442.9759 | 25022.3266 | 25658.809 | 26026.4025 | 26432.7793 | 27020.6587 | 27666.3685 | 28358.54 | 28870.0993 | 29057.5488 | 29620.693 | 30244.0309 | 31007.2583 | 30964.0791 | 30315.7864 | 28401.7475 | 27021.6345 | 26453.1083 | 25768.9648
2015-02-16 | 25087.1671 | 24426.1364 | 23820.1575 | 23742.514 | 23787.7932 | 24441.7787 | 26369.0603 | 28241.2299 | 29708.4637 | 30933.1485 | 31604.7181 | 31557.7931 | 31600.5342 | 31554.5065 | 31500.4801 | 31578.3698 | 31650.9281 | 31644.9504 | 30988.0459 | 30379.1818 | 28976.7276 | 27810.7209 | 26374.4943 | 25771.866
2015-02-17 | 25189.6917 | 24529.4137 | 23861.4628 | 23128.5214 | 23844.5306 | 24340.2189 | 26418.3328 | 27675.7442 | 29728.5433 | 30914.1225 | 31611.4889 | 31639.6836 | 31546.7089 | 31574.2756 | 31575.3176 | 31596.6201 | 31559.6515 | 31644.3477 | 31009.792 | 29701.8673 | 28364.9247 | 27130.4723 | 26435.8725 | 25811.7331
2015-02-18 | 25101.8076 | 24398.4846 | 24457.9484 | 23704.2702 | 23732.7815 | 24437.2387 | 26333.6338 | 27703.853 | 29625.7507 | 30971.3013 | 31629.0885 | 32272.1875 | 32190.2602 | 32249.5042 | 32213.4684 | 32298.0153 | 32228.9138 | 31736.7793 | 30975.6656 | 30398.1247 | 28965.1461 | 27009.2145 | 26433.53 | 25748.5764
2015-02-19 | 25156.722 | 24869.6899 | 24436.0651 | 23770.1254 | 23796.196 | 24509.4039 | 26310.0279 | 27704.2853 | 29588.7655 | 30970.2849 | 31490.0252 | 31515.0674 | 31511.7727 | 31563.4851 | 31236.3039 | 30904.4757 | 30854.1784 | 30986.5971 | 30337.7571 | 29024.0136 | 27699.0303 | 27086.3488 | 26398.9724 | 25748.1799
2015-02-20 | 25761.2967 | 25087.062 | 24520.0641 | 23838.7307 | 23752.7434 | 24362.53 | 24377.4859 | 24398.117 | 25051.009 | 25702.2771 | 26359.0468 | 26325.7615 | 26342.751 | 26388.3498 | 26243.1268 | 26329.2604 | 26334.2151 | 26751.1321 | 27117.7489 | 27059.973 | 27048.4364 | 26787.4316 | 26403.8337 | 25778.4326
2015-02-21 | 25087.6342 | 24462.3177 | 24431.0321 | 24355.1343 | 24394.5514 | 24390.5652 | 24455.1413 | 24484.8261 | 24373.548 | 25027.7338 | 25717.0957 | 26372.5721 | 26347.4158 | 26374.0456 | 26306.5145 | 26367.2685 | 27047.8414 | 27667.4012 | 27770.2845 | 27057.3796 | 26516.6155 | 26383.8413 | 25801.7467 | 25838.3881
2015-02-22 | 25088.6922 | 24510.2962 | 23770.3194 | 23808.8306 | 23647.7101 | 24371.5814 | 26358.0845 | 27677.3265 | 29591.5411 | 30293.4792 | 30838.6613 | 31557.9049 | 31579.8409 | 31684.1837 | 31656.92 | 31593.6202 | 31666.7721 | 31615.9277 | 30945.5749 | 30269.7264 | 29057.8635 | 27748.3836 | 26467.0912 | 25745.294
2015-02-23 | 25706.1298 | 25152.4395 | 24498.7177 | 23721.6881 | 24470.4284 | 25132.0038 | 26382.9563 | 27647.9259 | 29528.7497 | 31026.8056 | 31581.5227 | 31630.5951 | 31567.8059 | 31523.0095 | 31631.2134 | 31641.3687 | 31662.3106 | 31564.9599 | 31638.5931 | 31085.3559 | 30271.0982 | 28375.1616 | 27016.4214 | 26386.1878
2015-02-24 | 25201.5881 | 24445.3495 | 23799.5636 | 23800.2378 | 23873.0306 | 24394.5935 | 26284.5711 | 27673.3363 | 29549.9641 | 30860.9797 | 31630.2343 | 31513.899 | 31612.0307 | 31587.2351 | 31601.4184 | 31660.7318 | 31526.2289 | 31644.1553 | 31051.0981 | 30259.2505 | 28951.6669 | 27717.4125 | 27047.9855 | 26349.5743
2015-02-25 | 25656.3197 | 25159.9793 | 24420.6947 | 23766.7735 | 23804.2701 | 24459.9871 | 25680.05 | 26984.1455 | 28972.8687 | 30366.5016 | 30847.6904 | 32256.2186 | 32232.9684 | 32221.8206 | 32285.6642 | 32206.667 | 32242.1619 | 32236.5235 | 32288.3425 | 30977.5316 | 29641.3227 | 27676.2258 | 26490.6357 | 25848.5607
2015-02-26 | 25061.0481 | 25056.5643 | 25148.4668 | 24428.4928 | 23848.1042 | 23687.0501 | 24377.4452 | 26396.1893 | 27635.7206 | 28882.526 | 30272.7129 | 30959.9555 | 31557.5297 | 31650.204 | 31528.2356 | 31511.6319 | 31606.4314 | 31031.9708 | 30322.1749 | 29659.1451 | 28388.0086 | 27142.2406 | 25798.9692 | 25151.3875
2015-02-27 | 24699.7562 | 24531.493 | 23775.2492 | 23709.0936 | 23782.2371 | 23678.1605 | 23695.9916 | 23827.1257 | 24468.5334 | 25013.7037 | 25669.8788 | 25715.9434 | 26347.9681 | 26388.7147 | 26364.0153 | 26303.2733 | 26381.0821 | 26440.7553 | 26472.7548 | 26415.4949 | 26505.1034 | 25792.7247 | 25216.9689 | 24483.3677
2015-02-28 | 24405.2719 | 23867.3103 | 23873.7734 | 23090.6035 | 23064.6359 | 23819.1559 | 23817.9865 | 23148.1612 | 23656.7278 | 24431.1429 | 24427.767 | 25711.0438 | 25790.6623 | 26402.154 | 26353.1831 | 26321.8985 | 26392.6672 | 27041.6305 | 27099.5458 | 26993.3858 | 26380.7127 | 26419.7887 | 25751.0702 | 25187.5408
2015-03-01 | 24332.8273 | 23810.2137 | 23114.6873 | 23126.5058 | 23735.6645 | 24452.0846 | 26423.8075 | 27680.4882 | 28927.903 | 30336.0753 | 30867.6157 | 31509.0277 | 31590.1147 | 31581.2887 | 31634.3302 | 31542.3926 | 31615.8718 | 31598.9683 | 30940.8778 | 30369.5276 | 28688.7535 | 27738.0926 | 26412.9848 | 25780.027
2015-03-02 | 25155.6597 | 24482.6139 | 23769.5905 | 23139.7408 | 23086.0236 | 23783.2918 | 24987.1896 | 26293.7726 | 27693.2131 | 28931.1632 | 30214.073 | 31006.9267 | 31639.9281 | 31632.5068 | 31670.9329 | 31602.486 | 31580.8364 | 30895.0094 | 30973.921 | 30328.4404 | 28944.6018 | 27799.0969 | 26411.6014 | 25734.434
2015-03-03 | 25127.5726 | 24511.3946 | 23767.8534 | 23126.5912 | 23181.2757 | 24470.7726 | 25731.175 | 26983.1104 | 28997.7877 | 30271.4098 | 30988.466 | 31569.8633 | 31567.8518 | 31663.0938 | 31553.1649 | 31586.232 | 31594.8831 | 31006.2643 | 30590.9618 | 30319.1515 | 29084.3845 | 28369.7297 | 27066.9928 | 26403.2149
2015-03-04 | 25074.0045 | 24446.0325 | 23817.1007 | 23104.0954 | 23755.27 | 24425.7988 | 25017.2728 | 26381.965 | 28299.1957 | 29586.6596 | 30294.7113 | 30860.4234 | 30898.6647 | 30899.1128 | 30998.0025 | 31033.9841 | 30919.0803 | 31006.6388 | 30961.2963 | 30401.6876 | 29053.6078 | 27693.5599 | 26479.4387 | 25802.0561
2015-03-05 | 25060.5017 | 24489.6896 | 23864.5424 | 23529.1502 | 23130.729 | 23776.2833 | 25057.2631 | 26357.9828 | 28271.0348 | 29550.4078 | 30339.0995 | 30874.2463 | 31003.3922 | 30888.6073 | 30946.5504 | 30990.6362 | 30919.4855 | 30305.6222 | 29712.4022 | 28731.506 | 27761.8278 | 26441.939 | 25820.4792 | 25213.7477
2015-03-06 | 24406.5203 | 23843.648 | 23817.5718 | 23126.4337 | 23059.4995 | 23072.4123 | 23108.4408 | 23818.4099 | 23630.7258 | 24459.4672 | 24435.7734 | 24973.2648 | 26392.41 | 26365.3325 | 26435.7705 | 26380.51 | 26428.4429 | 26497.0144 | 26337.4081 | 26497.7524 | 26448.2599 | 25813.9667 | 25320.0714 | 24497.7842
2015-03-07 | 24458.4965 | 24481.0168 | 23837.892 | 23750.4932 | 23117.0036 | 23116.6322 | 23191.6346 | 23129.1997 | 23725.4968 | 24378.351 | 24423.1899 | 24998.8084 | 25678.5137 | 25674.2583 | 25767.9504 | 25666.7438 | 25668.2541 | 26421.5221 | 26452.8935 | 26477.5365 | 26307.2609 | 25749.4752 | 25182.8377 | 24449.3578
2015-03-08 | 24371.3146 | 23738.2615 | 23208.9232 | 23098.2245 | 23044.8635 | 24040.8378 | 25737.2034 | 26943.2593 | 28344.6834 | 29628.9977 | 30929.7368 | 31607.4193 | 31655.6537 | 31648.4073 | 31550.2262 | 31614.7122 | 30935.6918 | 30340.6992 | 29648.2562 | 29650.1105 | 29080.2633 | 27010.767 | 26315.8857 | 25768.3591
2015-03-09 | 25145.8869 | 24445.6359 | 23792.8713 | 23132.377 | 23091.0357 | 24051.3187 | 25685.859 | 27046.5928 | 28315.158 | 29733.1199 | 30857.6429 | 31560.3491 | 31575.0437 | 31573.1343 | 31692.6153 | 31624.1787 | 30894.6126 | 30311.7559 | 29632.5974 | 29011.5449 | 28367.7171 | 27642.3802 | 26388.606 | 25789.8518
2015-03-10 | 25121.0591 | 24363.6071 | 23846.7192 | 23182.6071 | 23164.1315 | 24398.5577 | 26413.3819 | 27701.5056 | 28905.8777 | 30297.6885 | 30923.3906 | 31586.389 | 31583.5438 | 31531.6823 | 30871.7729 | 30975.9604 | 30985.9639 | 30349.032 | 29630.7477 | 29086.6973 | 28340.2617 | 27671.4664 | 26435.3326 | 25754.1674
2015-03-11 | 25108.4373 | 24443.2687 | 23793.0631 | 23114.9285 | 23864.7707 | 24429.356 | 26089.0472 | 27755.6102 | 29022.1253 | 30279.2897 | 30607.4765 | 30964.1432 | 30931.2107 | 30937.7908 | 30954.4748 | 30935.3502 | 30572.7238 | 30273.459 | 29560.9817 | 29003.4809 | 28021.4478 | 27151.7006 | 26386.4149 | 25691.343
2015-03-12 | 25158.1617 | 24422.9264 | 23904.2851 | 23179.7352 | 23150.4289 | 23849.4298 | 25725.597 | 27019.2103 | 28358.0546 | 29010.3514 | 29642.8006 | 30237.2399 | 30925.9744 | 30894.4436 | 31022.8255 | 30903.6485 | 30215.6761 | 29652.6534 | 28356.4937 | 27714.3164 | 27119.1859 | 26471.3002 | 25752.3167 | 25078.3948
2015-03-13 | 24489.7065 | 24131.0516 | 23812.3022 | 23800.6143 | 23457.5844 | 23135.0334 | 23218.2685 | 23762.4388 | 23739.7698 | 24414.4352 | 24999.9306 | 25736.5467 | 25722.8586 | 25635.504 | 25643.4337 | 25807.0801 | 25664.1636 | 25362.3545 | 25037.9481 | 25083.102 | 24874.0092 | 23750.7657 | 23804.7654 | 23774.2343
2015-03-14 | 23148.9226 | 22848.4616 | 22465.7517 | 22454.8594 | 22526.6888 | 22809.8985 | 22444.6874 | 22690.8208 | 23426.8327 | 23688.9676 | 24070.4197 | 24383.129 | 24984.011 | 25075.3927 | 25048.8398 | 25048.0715 | 25102.8318 | 25023.9873 | 25011.592 | 25126.4171 | 24503.0941 | 24452.9987 | 23787.015 | 23102.2739
2015-03-15 | 22514.565 | 22544.5264 | 22498.0473 | 22442.1646 | 22509.4267 | 23796.452 | 25695.7293 | 26991.927 | 27998.3232 | 29011.0513 | 29703.3764 | 30255.7772 | 30308.0545 | 30252.3855 | 29618.1105 | 29323.0749 | 29101.105 | 28585.8892 | 28034.3913 | 27771.8383 | 27155.398 | 25784.2138 | 25024.9692 | 24436.0944
2015-03-16 | 24465.7519 | 23802.1297 | 23109.5117 | 23145.0241 | 23003.7134 | 23829.4715 | 25745.9913 | 26940.2665 | 28330.1254 | 28974.7576 | 29589.8975 | 30287.111 | 30157.7566 | 30299.508 | 30298.5963 | 29682.1448 | 28965.4946 | 27777.5628 | 27025.5691 | 26707.9321 | 26384.5246 | 25735.609 | 25116.7437 | 24465.2629
2015-03-17 | 24441.1174 | 23811.2952 | 23069.949 | 23130.9905 | 23036.5786 | 23798.309 | 25000.4353 | 27007.5457 | 28359.7984 | 29296.4534 | 29622.774 | 30261.9034 | 30279.7462 | 30339.1245 | 30319.7624 | 29648.7867 | 29035.597 | 27596.4827 | 26708.4149 | 26060.1542 | 25682.2163 | 25132.0702 | 24413.2463 | 23760.7659
2015-03-18 | 23221.7289 | 23206.8211 | 23163.6459 | 23090.9074 | 23084.4891 | 23772.4717 | 25698.1054 | 26975.9702 | 28303.1902 | 29665.5645 | 30279.4798 | 30894.7826 | 30877.5393 | 30931.4405 | 30276.3681 | 29609.0915 | 29074.9927 | 27815.8366 | 27387.72 | 27112.6305 | 26718.6293 | 26385.9649 | 25130.5888 | 24447.4851
2015-03-19 | 24205.962 | 23874.1237 | 23157.7998 | 23096.4398 | 23735.6076 | 24400.7671 | 25691.6777 | 26950.5401 | 28727.2215 | 29637.2445 | 30224.7235 | 31008.7417 | 30956.5889 | 30901.978 | 30312.5277 | 29729.251 | 29055.1336 | 28389.4085 | 27716.2941 | 27150.4541 | 26684.2006 | 26039.6379 | 25643.1752 | 25159.2157
2015-03-20 | 24476.0383 | 23820.1677 | 23178.8569 | 23163.1133 | 23046.1454 | 23146.0179 | 23174.4804 | 23095.9326 | 23692.051 | 24048.4558 | 24410.5257 | 24721.4075 | 25005.0505 | 25398.6852 | 25827.434 | 25589.3542 | 25809.3772 | 25632.949 | 25731.1773 | 25806.302 | 25376.5223 | 25067.55 | 24469.607 | 24160.9169
2015-03-21 | 23767.9507 | 23525.7853 | 23103.9092 | 23162.2401 | 23092.2442 | 23031.981 | 23141.4993 | 23054.1219 | 23733.1905 | 24342.0491 | 24402.9987 | 24393.5077 | 24445.8194 | 25099.6598 | 25143.2744 | 25099.0707 | 25045.5535 | 25081.0328 | 25081.2861 | 25690.0385 | 25739.686 | 25799.2863 | 25106.8409 | 24484.7472
2015-03-22 | 24413.7707 | 23772.793 | 23759.0323 | 23120.5869 | 23079.5981 | 23771.3747 | 25422.4945 | 26751.7674 | 28281.1626 | 29660.0281 | 30151.7455 | 30903.5284 | 30898.6001 | 30954.6583 | 31030.2597 | 31029.0235 | 30352.6039 | 29701.7096 | 28994.4462 | 28367.7859 | 27642.9504 | 27053.3477 | 26440.0134 | 25760.8933
2015-03-23 | 25138.1006 | 24541.7003 | 23774.7505 | 23177.4633 | 23181.168 | 23816.4503 | 25764.6724 | 27126.3131 | 28941.0504 | 30319.9723 | 31034.5212 | 30850.2689 | 30886.5947 | 30931.7036 | 30971.087 | 30947.0359 | 30941.5107 | 30276.1811 | 29654.6497 | 29040.0632 | 28325.745 | 27708.8816 | 26395.1667 | 25467.1405
2015-03-24 | 24459.1881 | 23776.1494 | 23095.8714 | 23118.6599 | 23095.6581 | 23757.8905 | 25437.0857 | 26696.0115 | 28565.1751 | 30290.7617 | 30992.4945 | 30986.3105 | 31600.4805 | 31583.3551 | 31562.3656 | 31601.2066 | 30879.4777 | 30350.3858 | 29620.695 | 29027.9793 | 28365.5128 | 27726.2157 | 26367.1885 | 25733.3004
2015-03-25 | 24431.7597 | 24424.0425 | 23933.8558 | 23130.3818 | 23062.3561 | 23798.129 | 25067.1863 | 26375.9258 | 28379.4932 | 30089.2472 | 30788.3349 | 31332.7897 | 31633.9594 | 31601.4427 | 31680.7287 | 31641.3006 | 31654.3664 | 30911.8437 | 30320.5395 | 29063.2035 | 28441.9729 | 27091.4714 | 26478.9546 | 24521.4354
2015-03-26 | 23172.7577 | 23183.0631 | 23164.7336 | 23197.898 | 23823.7879 | 25149.4851 | 26366.3331 | 28288.6022 | 29696.5959 | 30994.5571 | 31685.0531 | 31582.5405 | 31560.5421 | 31580.1749 | 31630.8164 | 31075.327 | 30318.326 | 29335.8131 | 28304.9419 | 27630.2847 | 27025.1853 | 25741.7362 | 24473.7794 | 23695.3394
2015-03-27 | 23106.9243 | 22499.7591 | 22460.3694 | 22456.0297 | 23091.9085 | 23145.4083 | 23022.1139 | 23824.1578 | 24396.0733 | 24723.0695 | 25355.0024 | 25701.5079 | 25680.939 | 25706.6416 | 25770.3741 | 25809.7953 | 25167.2961 | 25161.7368 | 25121.9436 | 25165.8975 | 24765.5416 | 24495.2113 | 23764.6226 | 23825.1855
2015-03-28 | 23836.3091 | 23729.9635 | 23820.5042 | 23687.1403 | 23139.2649 | 23091.4835 | 23108.0459 | 23064.9656 | 23100.9677 | 23738.7855 | 24332.4618 | 25102.9432 | 25751.0425 | 25738.82 | 25756.5756 | 25727.0124 | 25773.5662 | 25757.3932 | 25748.9537 | 26464.8915 | 26410.1726 | 25818.3604 | 25713.933 | 25015.2543
2015-03-29 | 24392.8146 | 23863.1615 | 23207.6333 | 23071.7129 | 23767.7238 | 24505.9824 | 26128.4203 | 27361.0545 | 28938.7997 | 30352.2795 | 30900.2407 | 31564.2084 | 31562.2289 | 31625.9753 | 31566.8008 | 31594.1536 | 30966.3462 | 30372.5502 | 29712.4619 | 29060.5017 | 28353.1188 | 27073.4297 | 25746.5967 | 25077.8814
2015-03-30 | 24349.7311 | 24170.6139 | 23833.1679 | 23150.6993 | 23051.881 | 23789.1186 | 25433.666 | 26678.3135 | 28955.8398 | 30338.6304 | 30948.859 | 31535.9437 | 31581.2057 | 31597.5942 | 31532.2904 | 31565.931 | 31002.9324 | 30313.8764 | 29726.468 | 29005.448 | 28406.1648 | 27086.4335 | 26010.0795 | 25507.5966
2015-03-31 | 24462.0132 | 23891.6693 | 23518.555 | 23125.3673 | 23155.173 | 23776.3386 | 25771.0643 | 27358.6877 | 29345.7718 | 30261.9571 | 31019.2649 | 30895.4554 | 30903.9341 | 30893.2421 | 30875.6825 | 31030.6043 | 30274.8718 | 30276.5845 | 29955.8491 | 29611.7434 | 28978.8737 | 27689.3463 | 26330.353 | 25852.2506
2015-04-01 | 25076.4539 | 24477.1613 | 23823.3253 | 23273.7239 | 23107.9593 | 23709.7581 | 25808.3725 | 27010.6244 | 28971.0091 | 30317.586 | 30873.6286 | 30930.5905 | 30924.9027 | 30864.468 | 30916.3414 | 30873.4067 | 30888.1984 | 30336.2777 | 29614.635 | 29053.5145 | 28393.8542 | 27704.0172 | 26327.5177 | 25846.8362
2015-04-02 | 24548.9752 | 23844.5372 | 23070.7996 | 23065.4031 | 23749.2866 | 25065.893 | 26347.5567 | 27674.6098 | 29653.0198 | 30251.6109 | 31017.1113 | 30914.198 | 30894.3188 | 30938.2748 | 30969.0668 | 30910.4202 | 29613.1029 | 28353.8908 | 27615.0433 | 27021.8805 | 26486.8806 | 25748.359 | 25131.5746 | 24407.8776
2015-04-03 | 24214.4871 | 23751.7156 | 23434.7278 | 23123.9634 | 23083.5671 | 23043.8766 | 23074.4754 | 23696.0852 | 24435.1875 | 24366.5787 | 24992.9355 | 25625.1029 | 25734.4721 | 25697.9805 | 25796.0629 | 25706.7634 | 25669.4084 | 25779.8743 | 25672.813 | 25028.2502 | 24862.4379 | 24423.2925 | 24144.4961 | 23705.8011
2015-04-04 | 23070.2379 | 23183.817 | 22480.7047 | 22419.7251 | 22447.407 | 22383.2832 | 22442.8076 | 23037.4785 | 23082.2518 | 23677.862 | 24367.2886 | 25031.9347 | 25656.6003 | 25650.9119 | 25648.6382 | 25608.8892 | 25712.4879 | 25632.3884 | 25717.9334 | 25755.853 | 25667.1225 | 25690.9836 | 25053.1937 | 24390.2052
2015-04-05 | 23444.3856 | 23209.4167 | 23070.9395 | 23002.1523 | 23708.5285 | 24295.6491 | 25617.5174 | 26875.2123 | 28947.5889 | 30225.6505 | 30854.7846 | 30834.4696 | 30910.7824 | 30750.647 | 30924.5875 | 30566.1267 | 30228.5194 | 29597.105 | 29023.9346 | 28419.2833 | 27677.7702 | 26413.781 | 25864.815 | 25052.3408
2015-04-06 | 24396.2864 | 23724.909 | 23093.8038 | 23124.8031 | 22983.2031 | 23700.7767 | 25763.3696 | 28250.4649 | 29524.8926 | 30187.0134 | 30107.6864 | 30984.5276 | 30881.0867 | 30899.4248 | 30817.1632 | 30923.7896 | 30241.0979 | 30237.5133 | 29671.2723 | 29007.8816 | 27995.6402 | 27023.8632 | 26444.3438 | 25763.8071
2015-04-07 | 25109.7463 | 24427.6802 | 23827.0343 | 23173.3534 | 23887.8278 | 24430.0296 | 26416.3436 | 27677.2046 | 28993.3098 | 30208.6389 | 31048.7139 | 30922.9838 | 30950.0785 | 30949.2621 | 31010.6614 | 30950.2378 | 30290.2344 | 30065.3842 | 29644.2291 | 29042.6491 | 28394.6284 | 27416.6231 | 26453.6038 | 25807.5061
2015-04-08 | 25521.3819 | 24838.9904 | 24074.7826 | 23539.8655 | 24088.7689 | 24724.7575 | 26666.6068 | 27980.7185 | 29906.8928 | 31300.3139 | 31843.0998 | 31890.7054 | 31922.9622 | 31908.8888 | 31927.276 | 31255.981 | 30911.4503 | 30670.1873 | 30005.049 | 29317.7625 | 27961.0349 | 26716.0756 | 25432.5993 | 24789.5539
2015-04-09 | 24781.5701 | 24732.2209 | 24135.3593 | 23497.0986 | 23466.2754 | 24177.4986 | 26026.5721 | 28010.9267 | 29359.6828 | 29931.728 | 30561.7947 | 31254.5816 | 31337.666 | 31240.4505 | 31332.4452 | 31267.4655 | 30611.4507 | 30054.8895 | 28646.6825 | 28005.4306 | 27305.2451 | 26749.6995 | 25360.972 | 24840.818
2015-04-10 | 24859.2604 | 24143.5341 | 24104.1142 | 23285.2141 | 23470.4638 | 23511.1673 | 23458.8163 | 23466.9722 | 24022.1868 | 24730.1327 | 25349.5693 | 26036.3109 | 26682.0307 | 26718.1122 | 26730.2327 | 26703.0292 | 26779.5924 | 26052.5857 | 26079.777 | 26075.3422 | 26039.2097 | 25448.164 | 24854.4511 | 24154.614
2015-04-11 | 24860.847 | 24129.1127 | 24052.1453 | 23414.3698 | 23387.3962 | 23513.4175 | 24121.4986 | 23343.0226 | 23477.3032 | 24105.0901 | 24700.2139 | 25399.4954 | 26017.2631 | 26046.2569 | 26666.0832 | 26660.9349 | 26782.9522 | 26740.8995 | 26724.336 | 26674.0304 | 26646.6293 | 25987.954 | 25500.3667 | 24802.545
2015-04-12 | 24924.971 | 24177.1852 | 23492.3841 | 23478.312 | 23513.7796 | 24125.3901 | 25450.5363 | 26615.6103 | 29382.2256 | 30611.3347 | 31260.9402 | 31381.6394 | 31274.2951 | 31224.4714 | 31221.6136 | 31269.7325 | 30589.963 | 30049.1026 | 29278.9801 | 28792.189 | 28069.6511 | 27391.1113 | 26770.9782 | 26071.6636
2015-04-13 | 25433.1435 | 25343.6737 | 24736.7808 | 24075.1002 | 24118.4095 | 24787.9849 | 26062.2456 | 27310.5208 | 28583.3471 | 29955.1672 | 31266.7604 | 31806.2789 | 31893.4019 | 31914.0149 | 31808.0274 | 31890.4122 | 31914.709 | 31275.6308 | 30630.3441 | 30029.2273 | 29354.4358 | 28673.1197 | 27299.6474 | 26118.0405
2015-04-14 | 25428.3526 | 24795.1567 | 24100.7119 | 23476.891 | 23459.9052 | 24062.9914 | 25341.3795 | 26709.7888 | 28706.8776 | 30625.0401 | 31354.9 | 31852.8148 | 31847.222 | 31865.6776 | 31917.6875 | 31973.8644 | 31954.6332 | 31318.7574 | 30670.2925 | 29965.9161 | 29400.3092 | 28806.1639 | 27435.8492 | 26793.1162
2015-04-15 | 25535.9023 | 24802.0807 | 24058.8927 | 24112.5418 | 24173.3857 | 24755.5756 | 26049.9045 | 27358.7947 | 28673.7212 | 29981.4701 | 31321.3854 | 31869.226 | 31883.6626 | 31874.5107 | 31915.9682 | 31957.8901 | 31286.0024 | 30893.4467 | 30718.3988 | 30330.2503 | 30019.3922 | 28760.09 | 27418.3347 | 26163.2706
2015-04-16 | 25415.1976 | 24700.4301 | 24095.7055 | 23435.3476 | 24113.8084 | 24692.864 | 25968.4369 | 27976.8737 | 29959.8172 | 30578.3409 | 31298.4578 | 31265.6965 | 31232.4217 | 31336.7347 | 31250.5376 | 31262.9372 | 30601.6106 | 29316.2463 | 28062.1549 | 27439.5332 | 26770.8922 | 26086.9803 | 24895.6337 | 24164.4198
2015-04-17 | 24055.0785 | 24127.9117 | 24147.8303 | 23466.1253 | 23366.6082 | 23454.7148 | 23461.5334 | 23451.7277 | 24063.9554 | 24746.5854 | 24686.1148 | 25353.3335 | 26058.7164 | 26594.961 | 26744.109 | 26724.9365 | 26759.4952 | 26712.4011 | 26825.5043 | 26729.6899 | 25709.334 | 25413.1246 | 24792.1548 | 24057.9438
2015-04-18 | 24150.1901 | 24167.3124 | 24204.429 | 23488.3712 | 23451.9195 | 23499.8303 | 23461.3256 | 23526.6611 | 23413.4374 | 24106.1901 | 24772.6978 | 25073.6713 | 25408.7321 | 25321.0683 | 26044.6384 | 26665.7924 | 26637.4192 | 26683.3771 | 26040.5661 | 26073.7545 | 26128.6168 | 26084.3876 | 25407.5316 | 24881.504
2015-04-19 | 24823.9977 | 24072.0651 | 23416.145 | 23519.8773 | 23511.0722 | 24040.8103 | 26052.5812 | 27940.6883 | 29998.1802 | 30624.803 | 31240.353 | 31180.7748 | 31249.8849 | 31392.8045 | 31304.7463 | 31249.7642 | 30754.4994 | 29905.1835 | 29350.1575 | 28736.6615 | 28043.2572 | 27413.5146 | 26701.4624 | 26067.4617
2015-04-20 | 25433.967 | 24773.9828 | 24143.1196 | 24071.1564 | 24166.4853 | 24738.5407 | 25998.961 | 27952.3365 | 29268.568 | 30531.0307 | 31235.8608 | 31308.0412 | 31271.9435 | 31265.0429 | 31308.3434 | 31249.2378 | 31262.3989 | 30651.5446 | 29332.5596 | 28771.5986 | 28011.7404 | 27452.5707 | 26733.1833 | 26130.4992
2015-04-21 | 24781.4502 | 24145.6961 | 23498.8919 | 23434.1339 | 24119.0875 | 24675.6808 | 26762.0354 | 27903.1409 | 29923.5445 | 31317.6673 | 31277.5907 | 31916.6738 | 31868.8797 | 31933.2395 | 31936.9774 | 31290.649 | 30647.2314 | 29996.0444 | 29348.2789 | 28741.2098 | 28101.5516 | 27396.9972 | 26726.486 | 25953.2166
2015-04-22 | 24730.8393 | 24109.7245 | 23524.9207 | 23426.6903 | 24021.18 | 24779.2989 | 26094.6432 | 28001.3213 | 30108.55 | 30555.1503 | 31190.529 | 31919.9199 | 31908.5208 | 31981.3047 | 31879.1413 | 31282.9683 | 30591.8557 | 29362.0253 | 28633.9566 | 28051.4303 | 27428.8011 | 26790.3419 | 26149.1336 | 25565.2897
2015-04-23 | 24885.125 | 24214.5127 | 24188.8471 | 23505.1173 | 23507.5446 | 23504.264 | 23397.1294 | 23462.4622 | 24155.4285 | 24826.2477 | 24598.7304 | 25310.6176 | 26019.9724 | 25938.1899 | 26073.947 | 25953.8483 | 26004.214 | 25787.1076 | 25416.9455 | 25458.6425 | 25422.7371 | 24774.1172 | 24248.9949 | 23424.4055
2015-04-24 | 22849.6599 | 22214.9319 | 22111.1661 | 22235.0915 | 22143.5909 | 22193.6327 | 22647.563 | 22751.0163 | 23477.0852 | 24042.7829 | 24371.7419 | 24689.214 | 25416.7403 | 25470.1454 | 25370.8237 | 25353.1017 | 25458.8141 | 25368.3895 | 25079.7825 | 24257.6409 | 23682.4921 | 22887.3424 | 21853.8917 | 21488.1403
2015-04-25 | 21505.9446 | 21494.391 | 21516.3976 | 21556.115 | 22156.0548 | 22738.308 | 23482.9343 | 23477.2249 | 23470.6229 | 24064.8757 | 24676.817 | 25380.3263 | 25425.3128 | 25435.128 | 25319.6168 | 25377.7164 | 26057.1745 | 26078.3615 | 26056.5841 | 26062.833 | 26066.443 | 26072.9844 | 25432.6124 | 24772.1013
2015-04-26 | 24819.0755 | 24152.4348 | 23534.2572 | 23529.7732 | 23516.7861 | 24060.4019 | 25422.5416 | 26676.8003 | 28646.5032 | 30008.5012 | 30639.8331 | 31212.0227 | 31232.8498 | 31207.9571 | 31318.9957 | 30616.4026 | 29985.5799 | 28685.0227 | 27363.297 | 26705.4553 | 26696.032 | 26039.7785 | 25431.4715 | 24804.2886
2015-04-27 | 24840.7046 | 24192.2945 | 23499.9778 | 23475.1862 | 23472.8603 | 24090.7457 | 25393.9122 | 26700.5636 | 28560.7944 | 29886.1271 | 30584.038 | 31291.0807 | 31163.7904 | 31246.6953 | 31392.6024 | 30601.4932 | 29980.321 | 28737.6494 | 27368.5959 | 27025.6847 | 26748.8503 | 26152.2851 | 25352.7653 | 24736.0317
2015-04-28 | 24093.4388 | 23495.1334 | 22889.5901 | 22769.506 | 23266.6119 | 24076.0975 | 26058.0147 | 28045.3349 | 29944.4829 | 30630.3542 | 31322.2766 | 31218.5281 | 31916.4649 | 31935.2711 | 31883.4844 | 31639.5819 | 31315.1109 | 30683.4024 | 29994.4763 | 29308.5517 | 28684.2029 | 27448.1629 | 26104.018 | 24838.5001
2015-04-29 | 24157.1168 | 23510.5686 | 22880.4157 | 22843.5787 | 23369.5357 | 24069.4759 | 26080.1053 | 27370.9052 | 29338.975 | 30643.9493 | 31224.0576 | 31863.9955 | 31971.8732 | 31870.1385 | 31924.2346 | 31998.2212 | 31367.2703 | 30597.9731 | 29405.6974 | 28698.3157 | 27372.0129 | 26722.346 | 25416.8912 | 24687.6767
2015-04-30 | 24774.8664 | 24168.0107 | 23589.9125 | 23549.0415 | 23411.3221 | 23969.6269 | 25370.5571 | 26704.1626 | 28681.3498 | 29980.9313 | 30628.4805 | 31273.6584 | 31316.0197 | 31228.2956 | 31331.9141 | 30677.5225 | 30007.3031 | 28587.0185 | 27362.5559 | 26985.5237 | 26756.4871 | 26065.7616 | 25411.5543 | 25114.1587
2015-05-01 | 24881.5206 | 24172.8109 | 23341.7213 | 22834.8943 | 22735.0266 | 22821.4251 | 22857.287 | 23494.0463 | 24156.0754 | 24692.6288 | 24743.5035 | 25327.3333 | 25413.4754 | 25356.1523 | 25285.5376 | 25421.4633 | 25109.927 | 24718.3924 | 24768.7181 | 24772.5831 | 24755.1339 | 24204.9225 | 23541.8153 | 23488.0092
2015-05-02 | 23500.6688 | 23090.0197 | 22802.9988 | 22856.0519 | 22807.2645 | 22777.8702 | 22796.9238 | 22723.8884 | 23483.8306 | 24098.6117 | 24085.4603 | 24767.4727 | 25431.7317 | 25374.6919 | 25295.9163 | 25456.2427 | 25464.0645 | 25461.5625 | 25339.7689 | 25356.4548 | 25415.7663 | 25426.8993 | 25148.5238 | 24773.5536
2015-05-03 | 24742.7506 | 24428.5796 | 24108.922 | 23385.5476 | 22807.1893 | 22824.2594 | 23394.3982 | 24705.7475 | 26711.0697 | 28598.7947 | 29895.57 | 30521.4735 | 30560.6043 | 30574.6222 | 30604.835 | 30686.2964 | 30672.0986 | 29983.6651 | 28697.0755 | 28031.2214 | 27474.845 | 26758.1496 | 25405.755 | 25024.5703
2015-05-04 | 24793.4317 | 24444.7749 | 24054.6725 | 23491.2753 | 23418.0668 | 24109.0801 | 25367.4434 | 26703.1884 | 28620.1856 | 29968.9745 | 30600.173 | 31213.6637 | 31197.4532 | 31290.2803 | 31322.6804 | 31308.038 | 30569.6606 | 29973.8483 | 28691.8095 | 27998.6275 | 27277.9134 | 26806.3196 | 25485.4951 | 24805.3116
2015-05-05 | 24494.8718 | 24055.9822 | 23446.6606 | 23455.0264 | 24164.3265 | 24600.0576 | 26120.474 | 27323.6574 | 29286.7695 | 30579.5766 | 31243.9677 | 31352.0164 | 31283.2565 | 31265.0013 | 31439.6792 | 30726.9444 | 29960.8253 | 29296.0659 | 28002.2905 | 28051.9322 | 27353.2082 | 26750.0272 | 26076.7677 | 25394.3385
2015-05-06 | 24904.014 | 24392.325 | 24196.9653 | 23490.3889 | 23413.3184 | 23427.6568 | 24706.492 | 26660.1855 | 28020.1716 | 29963.4986 | 30568.3073 | 31207.8312 | 31252.5906 | 31329.3584 | 31430.9162 | 30941.0878 | 30545.9064 | 29952.7831 | 28706.2818 | 28093.2982 | 27328.0092 | 26700.6202 | 26064.2868 | 25474.9335
2015-05-07 | 24800.9632 | 24153.7359 | 23475.6872 | 22873.4305 | 22782.3116 | 23482.0267 | 24685.9605 | 26071.2663 | 27317.9592 | 29260.1141 | 29928.7755 | 30573.8391 | 30547.8752 | 30569.4241 | 30667.994 | 30644.5665 | 30003.1164 | 28700.9321 | 27367.1761 | 26654.3805 | 26187.0902 | 25428.4607 | 24788.2004 | 24123.9852
2015-05-08 | 23847.8667 | 23500.668 | 23520.7517 | 23430.7519 | 23419.3536 | 23494.9808 | 23490.4588 | 23397.3407 | 23400.4846 | 24096.5101 | 24694.8209 | 25386.0063 | 26070.54 | 26083.6231 | 26077.3011 | 26032.4915 | 26150.3718 | 26103.1537 | 26061.6739 | 26047.815 | 25419.2869 | 24846.8738 | 24411.6611 | 24176.549
2015-05-09 | 23879.3244 | 23528.9524 | 23227.9023 | 22884.888 | 22754.7681 | 22773.7303 | 22795.5541 | 23442.4756 | 23495.4411 | 23398.1248 | 24050.3393 | 24736.7915 | 24797.997 | 25409.0639 | 26016.6342 | 26023.4618 | 26134.2519 | 26090.5672 | 26018.7839 | 26047.797 | 26167.1299 | 26060.0579 | 25421.8584 | 24824.8061
2015-05-10 | 24824.4234 | 24154.1335 | 23458.209 | 22762.4216 | 23455.4533 | 24121.8794 | 24849.1613 | 26026.0786 | 27987.9517 | 29258.3091 | 29900.957 | 30743.5939 | 30620.204 | 30639.32 | 30528.0448 | 30578.1726 | 30020.0857 | 29339.904 | 28731.6368 | 28021.6056 | 27400.4359 | 26805.4366 | 26069.4087 | 25455.1014
2015-05-11 | 25408.6279 | 24750.6457 | 24105.3728 | 23464.7641 | 23383.0147 | 24107.7527 | 24725.5895 | 26666.5883 | 28568.71 | 29843.7105 | 30536.1643 | 31320.2836 | 31274.3033 | 31255.7373 | 31265.412 | 31242.222 | 30580.2703 | 30042.4853 | 29294.789 | 28034.9496 | 27394.5959 | 26740.472 | 26081.1006 | 25780.8529
2015-05-12 | 25444.0628 | 24788.1987 | 24059.9977 | 23478.0703 | 23437.1129 | 24141.9474 | 24770.8876 | 26711.2411 | 28538.1343 | 29977.5619 | 30564.8906 | 31224.9467 | 31266.5043 | 31256.1622 | 31279.2102 | 31216.1193 | 30590.3061 | 29975.0144 | 28693.1619 | 27998.1892 | 27659.2022 | 27353.0861 | 26089.2043 | 25429.8827
2015-05-13 | 24766.0936 | 24426.5937 | 24111.9888 | 23516.0636 | 22841.1075 | 23540.9027 | 24738.0164 | 26702.9333 | 28660.0316 | 30040.9575 | 30582.7083 | 30630.3831 | 31224.9211 | 31193.541 | 31275.1889 | 31265.2341 | 31289.2857 | 30636.3512 | 29346.8494 | 28031.8268 | 27337.8423 | 26703.7435 | 26193.9323 | 25477.0251
2015-05-14 | 24834.3224 | 24505.7771 | 24090.119 | 23446.5652 | 23493.4115 | 24050.2819 | 24760.5976 | 26589.693 | 28623.8189 | 29926.266 | 30647.1866 | 30668.2341 | 30608.1876 | 30665.8295 | 30700.0195 | 30591.8039 | 29967.4428 | 29281.9271 | 28723.6939 | 28094.3038 | 27387.967 | 26793.8513 | 25480.6946 | 24744.0347
2015-05-15 | 24876.0007 | 24386.8717 | 24114.8894 | 24069.06 | 24008.5498 | 23874.2849 | 23353.2354 | 23405.7697 | 24055.9826 | 24800.9281 | 25342.7128 | 26022.7843 | 26078.0154 | 26352.3058 | 26703.9473 | 26786.2297 | 26751.7747 | 26401.8432 | 26112.2012 | 26092.4492 | 26054.0855 | 25458.7331 | 24764.4355 | 24455.2511
2015-05-16 | 24144.7566 | 24178.826 | 24114.5745 | 23860.1188 | 23473.0584 | 23453.4457 | 23445.205 | 23368.7918 | 24068.8727 | 24719.7501 | 24796.859 | 25250.7152 | 25978.1091 | 26055.0306 | 26125.336 | 26081.6439 | 26120.9668 | 26057.8734 | 26007.4843 | 26060.2942 | 26188.6216 | 26108.785 | 25489.1687 | 24783.1499
2015-05-17 | 24525.1573 | 24160.7585 | 23436.3043 | 23480.8546 | 23756.3889 | 24055.9019 | 24777.1403 | 27347.1043 | 29955.8959 | 30566.5538 | 30529.0968 | 30581.8125 | 30654.8505 | 30644.4012 | 30655.6698 | 30530.4524 | 29961.4783 | 29279.9093 | 28099.1668 | 27406.781 | 26681.2494 | 26021.1306 | 25483.292 | 25094.1704
2015-05-18 | 24764.1469 | 24501.0739 | 24068.6195 | 23367.0386 | 23475.2493 | 23402.2055 | 24412.1326 | 26652.5051 | 27943.6855 | 29305.035 | 30039.0384 | 30532.2114 | 30669.9721 | 31247.765 | 31310.6788 | 31338.7312 | 31276.7087 | 30664.9279 | 30022.7053 | 28724.967 | 28114.2077 | 27461.2295 | 26796.0635 | 26074.662
2015-05-19 | 25460.0811 | 24760.0539 | 24106.9693 | 23805.2842 | 23461.3284 | 24101.7421 | 24721.0003 | 26034.5392 | 27340.2422 | 29280.4898 | 30606.0584 | 31279.5333 | 31909.113 | 31921.6968 | 31853.1713 | 31253.5875 | 31335.0571 | 30650.6653 | 29946.5565 | 28608.9404 | 28065.8829 | 27394.9516 | 26750.8567 | 25414.3098
2015-05-20 | 24790.1613 | 24145.7102 | 23800.0194 | 23377.6931 | 23436.9185 | 23449.6236 | 24087.1489 | 26097.9261 | 27884.8575 | 29988.7548 | 30488.835 | 31244.876 | 31254.5516 | 31238.5317 | 31310.0031 | 31201.4003 | 31304.7607 | 30740.2395 | 29291.4186 | 28035.8983 | 27374.4705 | 26769.1809 | 26028.0926 | 25469.0677
2015-05-21 | 24880.4978 | 24133.8019 | 23754.5045 | 23502.2683 | 23452.0567 | 23463.268 | 23981.3908 | 24814.0725 | 26641.6847 | 28604.8079 | 29326.2477 | 29996.4847 | 30022.5786 | 30012.5752 | 29996.8824 | 30000.5929 | 29236.8954 | 28703.6083 | 27361.0352 | 26837.714 | 26686.6585 | 26162.3709 | 25473.144 | 24861.8129
2015-05-22 | 24487.1174 | 24060.3112 | 24143.4656 | 24185.212 | 24136.2488 | 23810.6384 | 23494.8159 | 23462.6498 | 24056.1454 | 24735.4549 | 25260.8493 | 25974.5123 | 26058.94 | 25989.7882 | 26663.4302 | 26769.6341 | 26667.8021 | 26744.2694 | 26701.5866 | 26741.2462 | 26700.9852 | 26037.0542 | 24807.2096 | 24191.3073
2015-05-23 | 23857.6737 | 23506.9617 | 23138.9505 | 22800.4524 | 22509.3269 | 22154.5398 | 22143.5673 | 22036.5541 | 22130.3295 | 22783.9799 | 23429.7824 | 24123.5268 | 24098.0804 | 24794.0573 | 24758.1207 | 25090.1347 | 25364.5048 | 25403.2958 | 25470.3911 | 25440.8553 | 25398.1941 | 25463.544 | 24739.127 | 24070.199
2015-05-24 | 23802.2287 | 23504.8522 | 23133.1241 | 22764.1716 | 22762.1068 | 22738.3658 | 23460.2521 | 24149.2136 | 24742.8755 | 25061.9127 | 25484.6779 | 25967.1383 | 26027.7596 | 26740.447 | 26721.0734 | 26728.5747 | 26642.0824 | 26663.7574 | 26779.3105 | 26817.1929 | 26670.875 | 26028.7815 | 25535.7282 | 24795.5634
2015-05-25 | 24114.1835 | 23445.5672 | 23518.3091 | 22870.9378 | 22733.2236 | 23408.2145 | 24771.7199 | 26742.132 | 28057.9785 | 29968.3611 | 30588.8586 | 31325.9464 | 31219.4888 | 31007.4924 | 30644.7375 | 30260.6842 | 29964.9602 | 29271.5872 | 28045.2056 | 27331.2632 | 26814.6142 | 26325.6668 | 26077.923 | 25461.8258
2015-05-26 | 24818.72 | 24197.8551 | 23588.0316 | 22784.0561 | 22778.6387 | 23404.778 | 24100.1942 | 26047.9191 | 28078.7569 | 29279.7242 | 29968.3854 | 30606.1488 | 30584.5989 | 30621.4998 | 30653.3037 | 30619.6909 | 29980.6051 | 29347.8215 | 28085.9588 | 27434.1625 | 27350.785 | 26812.8794 | 26136.9857 | 25399.084
2015-05-27 | 24758.0629 | 24047.5975 | 23841.6702 | 23421.7989 | 22850.5912 | 23413.1998 | 24809.9027 | 26809.902 | 28016.8888 | 29226.9552 | 29977.6827 | 30656.8216 | 30628.0464 | 30679.4739 | 30675.6573 | 30622.2499 | 30696.857 | 30060.7222 | 28040.132 | 27376.1436 | 26677.5169 | 26099.0754 | 25391.3088 | 24781.0324
2015-05-28 | 24404.3328 | 24115.304 | 23504.857 | 22746.5028 | 22816.7319 | 23460.4801 | 24029.9071 | 25359.0684 | 27300.1808 | 28664.6757 | 29925.2865 | 29872.6716 | 29908.1525 | 29951.0341 | 29968.0664 | 29962.4823 | 29356.2138 | 28043.5306 | 26794.709 | 26097.6479 | 26086.0939 | 25463.6725 | 24859.346 | 24169.7081
2015-05-29 | 24130.7478 | 23463.181 | 22819.8273 | 22736.2089 | 22819.2913 | 22806.6271 | 22775.8569 | 22859.2755 | 23449.3855 | 24028.5723 | 24760.0093 | 24762.1581 | 25380.5786 | 25374.1925 | 25419.2592 | 25438.7756 | 25460.2584 | 25459.7775 | 24829.916 | 24809.1178 | 24779.9884 | 24738.7266 | 24122.3654 | 23434.3164
2015-05-30 | 24225.8124 | 23447.0367 | 22826.0806 | 22170.2491 | 22124.3335 | 22125.0832 | 22180.6661 | 22061.1352 | 22832.2259 | 22825.2725 | 23393.9788 | 24036.1403 | 24692.1826 | 24707.743 | 24739.5209 | 25363.4669 | 25364.4316 | 25387.6088 | 24705.5472 | 24768.5991 | 25362.9482 | 25459.816 | 24762.4416 | 24134.2762
2015-05-31 | 24126.2376 | 23449.5252 | 22848.6628 | 22793.004 | 22761.3083 | 23392.7807 | 24738.2574 | 26668.5168 | 28051.0533 | 29285.5028 | 29987.9589 | 30520.2322 | 30540.1179 | 30629.9015 | 30666.4643 | 30611.0502 | 29990.1305 | 29346.5812 | 28729.5864 | 27359.7092 | 26714.6528 | 26055.8219 | 25484.6547 | 24834.8797
2015-06-01 | 24156.8951 | 23506.8748 | 23445.0735 | 22849.0155 | 22903.4429 | 23426.43 | 24771.1311 | 25976.6195 | 27999.7647 | 29344.0399 | 29894.1337 | 30660.2643 | 30688.6657 | 30586.4242 | 30587.3039 | 30604.7895 | 30055.8195 | 29317.7129 | 28053.0391 | 27423.6104 | 26750.5427 | 26119.4381 | 25430.4051 | 24784.0476
2015-06-02 | 24116.1676 | 23439.0327 | 22744.9634 | 22806.7566 | 22794.333 | 23472.5749 | 24004.8602 | 26063.3779 | 27268.7294 | 28733.9851 | 29947.5573 | 30617.7054 | 30650.6419 | 30604.2377 | 30669.8173 | 30647.9158 | 29941.6446 | 28638.1628 | 27370.5214 | 26732.2253 | 26149.5827 | 25398.9312 | 24874.129 | 24188.8382
2015-06-03 | 24043.334 | 24139.2977 | 23494.1781 | 22799.107 | 22797.9289 | 23436.2422 | 24103.291 | 24747.182 | 26623.9426 | 28630.8042 | 29276.376 | 29936.1344 | 29943.7218 | 29941.3764 | 29903.2655 | 30036.9886 | 30007.6974 | 29368.1079 | 27423.5539 | 26743.8131 | 26067.6943 | 25460.8614 | 24880.7496 | 24159.0667
2015-06-04 | 23492.7438 | 22808.3352 | 22131.3668 | 22070.3868 | 22785.9065 | 23514.7395 | 24140.0243 | 25349.5551 | 26670.0731 | 27964.5516 | 29251.986 | 29955.4439 | 30011.3961 | 29943.3744 | 30008.2542 | 30062.8547 | 29384.5809 | 28010.6129 | 26705.8741 | 25461.939 | 24825.0829 | 24925.1023 | 24141.9199 | 24102.1926
2015-06-05 | 24230.5367 | 23476.3044 | 22839.2771 | 22117.6869 | 22149.9459 | 22095.5404 | 22014.4541 | 22699.2427 | 23448.7535 | 24131.4392 | 24723.4127 | 25347.9086 | 25386.2698 | 25275.7612 | 26038.3229 | 26159.8276 | 26003.2566 | 25904.4003 | 25393.8237 | 25477.1809 | 24698.0456 | 24830.593 | 24259.8618 | 22903.3981
2015-06-06 | 23476.1461 | 22926.2087 | 22124.933 | 22161.6816 | 22130.4846 | 22804.3003 | 22767.8091 | 23287.8418 | 23393.2521 | 23438.5674 | 23992.1699 | 24650.9041 | 25405.7258 | 26023.4706 | 26060.675 | 26005.0189 | 26079.6447 | 25508.8545 | 24797.3081 | 24113.4423 | 24105.5406 | 24112.4013 | 24105.9681 | 24145.3385
2015-06-07 | 23435.2153 | 22802.4984 | 22103.7893 | 22135.0529 | 22747.3804 | 23500.2911 | 24023.1951 | 25334.435 | 27263.0681 | 27996.5049 | 29208.9134 | 30491.5714 | 30628.6317 | 30521.7555 | 30600.041 | 30590.6092 | 29928.6966 | 28662.834 | 27376.2124 | 26689.7156 | 26093.847 | 25430.3626 | 24747.127 | 24066.6837
2015-06-08 | 23704.4413 | 23135.1198 | 22357.5411 | 22481.4649 | 23085.4909 | 23007.8305 | 24295.5963 | 25571.642 | 26754.4279 | 28263.0043 | 29479.4915 | 30119.4697 | 30883.5242 | 30884.5311 | 30872.0768 | 30985.523 | 30864.6828 | 29611.3046 | 28039.42 | 27020.9374 | 25572.4509 | 24974.3777 | 24333.297 | 23704.7309
2015-06-09 | 23119.0533 | 22439.606 | 21788.6365 | 21673.0099 | 22479.702 | 22394.9078 | 23070.4856 | 25023.2915 | 26927.0028 | 28872.0736 | 30165.118 | 30834.9428 | 30869.075 | 30905.4113 | 30894.2417 | 30907.1859 | 30201.9824 | 28916.305 | 27700.1255 | 27065.1599 | 26357.7281 | 25447.5831 | 24988.1889 | 24346.2823
2015-06-10 | 23732.9584 | 23092.4177 | 22525.4396 | 22408.6527 | 23070.0872 | 23643.2376 | 24401.6188 | 25697.2399 | 27652.7807 | 28961.5167 | 30247.4156 | 30892.0244 | 30867.8692 | 30833.5477 | 30921.8191 | 30860.7785 | 30210.1858 | 28946.8474 | 27617.9847 | 26315.5002 | 25662.1871 | 24841.8721 | 24418.1889 | 23628.1365
2015-06-11 | 23150.0249 | 22342.5821 | 21784.6033 | 21770.3102 | 21717.374 | 22351.1574 | 23030.3707 | 24890.1292 | 26971.4861 | 28232.8987 | 28901.5165 | 29546.9069 | 30179.1199 | 30249.872 | 30269.5638 | 30305.3455 | 29566.7113 | 28272.83 | 27001.7163 | 25718.3404 | 24984.6544 | 25108.079 | 24376.4919 | 23738.406
2015-06-12 | 23087.0555 | 22488.7513 | 21799.1066 | 21728.4635 | 21757.4028 | 21672.2171 | 21708.6203 | 22290.3432 | 22965.5809 | 23739.4804 | 24062.9385 | 24333.8216 | 25049.1567 | 25076.9452 | 25670.9671 | 25585.6825 | 25621.5234 | 25670.2961 | 25133.9345 | 25110.9525 | 24445.8699 | 23712.1976 | 23128.8821 | 22448.9108
2015-06-13 | 22343.4364 | 21792.3076 | 21781.7719 | 21770.1816 | 21805.5966 | 22350.9751 | 22477.8249 | 22353.7652 | 23033.6009 | 23659.6675 | 24376.4609 | 24957.5102 | 24975.3342 | 25056.1699 | 25716.0875 | 25640.1696 | 25631.9523 | 25063.8057 | 24971.9739 | 25036.5964 | 25054.9563 | 25068.6166 | 24412.3925 | 23768.6478
2015-06-14 | 23078.8702 | 22416.0118 | 21786.0862 | 21847.6448 | 21843.7386 | 22416.0942 | 22775.285 | 24384.473 | 26068.9405 | 27414.3057 | 28613.7161 | 29567.7891 | 30213.1976 | 30956.2143 | 30897.1223 | 30841.5318 | 30260.3319 | 28687.9018 | 26733.5229 | 25709.8967 | 24676.0086 | 24085.8599 | 23385.7809 | 22787.6777
2015-06-15 | 22156.7432 | 21459.8872 | 20913.1584 | 20732.3652 | 20704.6225 | 20752.8771 | 22733.3087 | 24791.6448 | 26915.3443 | 28662.6284 | 29222.8633 | 29984.7427 | 30553.4963 | 31298.8807 | 31331.3016 | 30683.1123 | 29404.4158 | 28001.7016 | 26719.8969 | 25426.6019 | 24760.5728 | 23420.2137 | 22742.0233 | 22133.7126
2015-06-16 | 21519.3396 | 20799.4343 | 20755.8212 | 20767.3406 | 20780.5851 | 21447.1678 | 22696.8819 | 24149.3773 | 26261.7838 | 27839.5055 | 28639.1578 | 29253.6429 | 29955.5999 | 29952.478 | 30058.911 | 30071.8746 | 29243.8166 | 28039.3494 | 27404.3732 | 26692.1408 | 25360.0484 | 24100.58 | 22721.4552 | 22138.0509
2015-06-17 | 21532.2625 | 20896.4858 | 20852.2533 | 20779.2437 | 20753.2204 | 21469.4028 | 22086.5135 | 22684.4587 | 23699.9913 | 24719.8551 | 25354.7256 | 26615.0073 | 28069.652 | 29597.219 | 29513.2081 | 28966.1186 | 28262.2928 | 26969.892 | 25696.4714 | 24738.9408 | 24334.456 | 23707.7716 | 23101.3375 | 22382.408
2015-06-18 | 21844.6174 | 21729.2391 | 21740.8959 | 21800.9783 | 22826.8214 | 23722.1028 | 24939.1289 | 26263.619 | 27550.8697 | 28318.8916 | 28960.2307 | 28926.2053 | 28592.1453 | 28027.1329 | 27556.3627 | 26783.2333 | 26333.582 | 25753.2521 | 25031.6936 | 24325.5691 | 24455.3864 | 24397.3238 | 23732.0313 | 23107.2739
2015-06-19 | 22501.3822 | 21756.5048 | 21810.2838 | 21704.2787 | 21763.0272 | 21783.3555 | 21735.6596 | 22326.0248 | 23649.8904 | 24321.1628 | 24943.5548 | 24948.0265 | 25679.4273 | 25727.5849 | 25715.8307 | 25741.5435 | 25687.5868 | 25828.1406 | 25642.2991 | 25684.9626 | 25793.659 | 25682.4316 | 25091.6016 | 24364.4093
2015-06-20 | 23195.5454 | 22450.8529 | 21787.3409 | 21721.6717 | 21725.15 | 21782.3305 | 22343.4272 | 23058.3903 | 23097.1342 | 23651.443 | 24406.0837 | 24869.5219 | 25570.1332 | 25573.8782 | 25645.7909 | 25698.1987 | 25711.0027 | 25635.5787 | 25729.5372 | 25130.3808 | 24425.0593 | 23722.5854 | 22939.4204 | 22443.9244
2015-06-21 | 22263.1817 | 22530.4208 | 21758.2183 | 21835.7291 | 22317.3532 | 23168.7097 | 24337.525 | 26987.8708 | 28238.7018 | 29258.0318 | 29956.7472 | 30870.7391 | 30895.2206 | 30904.8698 | 30902.2766 | 30209.8615 | 29588.7231 | 28242.2754 | 27717.4061 | 26750.064 | 26048.3972 | 25076.8382 | 23835.4414 | 23061.8849
2015-06-22 | 23109.6232 | 22450.5794 | 21811.6868 | 21805.7524 | 22347.0038 | 23741.8352 | 25034.713 | 27526.2548 | 28931.7573 | 29635.3556 | 30228.5064 | 30888.3221 | 30945.3204 | 30878.6068 | 30956.6675 | 30280.682 | 29495.0599 | 28233.2437 | 27667.3791 | 26819.7818 | 26102.4188 | 25477.8365 | 24340.9014 | 23732.0944
2015-06-23 | 23077.0379 | 22493.2694 | 21724.2962 | 21726.7829 | 22377.3926 | 22976.2438 | 25098.2039 | 26942.6395 | 28231.4526 | 30252.3831 | 30822.6662 | 30893.5787 | 30874.6218 | 30823.2112 | 30846.4859 | 29990.5373 | 29288.9781 | 28237.1132 | 27685.0254 | 26301.5991 | 24751.8541 | 24133.0751 | 23785.3925 | 23144.099
2015-06-24 | 22172.4727 | 21822.2124 | 21780.5524 | 21815.4086 | 22394.0275 | 23065.6322 | 24324.5041 | 26269.9343 | 28178.7101 | 29567.8198 | 30807.6258 | 30876.9544 | 30810.6628 | 30785.4963 | 30829.7857 | 30832.4192 | 30280.1946 | 28280.2878 | 26992.0426 | 26321.5255 | 25658.1242 | 25065.7664 | 24304.2418 | 23713.4631
2015-06-25 | 23135.9753 | 22473.6599 | 21784.6035 | 21731.6266 | 21813.3686 | 22431.0831 | 24373.7689 | 26326.6076 | 27578.8399 | 28673.5327 | 29935.2329 | 30593.2001 | 30954.3617 | 30823.8718 | 30882.9402 | 30860.4921 | 30860.9522 | 30262.5579 | 28276.1719 | 26433.2148 | 25742.784 | 25112.6463 | 23776.9903 | 22964.0557
2015-06-26 | 22181.5557 | 22175.5239 | 21526.7084 | 21443.3172 | 21398.2872 | 21791.7142 | 21711.7286 | 21781.7759 | 23002.767 | 23709.8915 | 24328.1709 | 24986.4067 | 25590.8668 | 26291.7109 | 26315.9204 | 26391.2921 | 26300.6247 | 26334.2436 | 26345.5303 | 26278.5518 | 26446.1725 | 26327.2879 | 25642.9988 | 24377.7184
2015-06-27 | 23415.0314 | 22878.8397 | 22128.0784 | 21529.7342 | 21446.6175 | 21785.4383 | 21739.0537 | 21784.557 | 22387.7666 | 23674.9676 | 24254.061 | 25077.0066 | 25609.72 | 26316.9249 | 26332.6425 | 26258.8734 | 26287.365 | 26261.1576 | 26258.8643 | 25628.1799 | 25054.0177 | 24415.6373 | 23861.0096 | 23099.8197
2015-06-28 | 22849.9117 | 22118.5263 | 21449.6689 | 21550.874 | 21473.307 | 21393.4205 | 22526.8419 | 23055.2183 | 24311.9538 | 25010.1174 | 26292.022 | 26288.8129 | 26971.5364 | 26983.3238 | 26984.8651 | 26985.8208 | 26961.4203 | 26402.7853 | 25439.7658 | 24813.5026 | 24109.6809 | 24095.582 | 24072.3585 | 23473.2223
2015-06-29 | 22738.0308 | 22096.646 | 21380.9285 | 21415.8582 | 22092.7301 | 22725.6628 | 24029.607 | 25622.4326 | 27000.1504 | 28255.2467 | 28860.5916 | 29534.5786 | 29580.9085 | 29546.2883 | 30154.0157 | 30197.2192 | 30188.5301 | 29640.0872 | 28342.4192 | 27048.859 | 25658.5589 | 24776.7617 | 24402.093 | 23074.6481
2015-06-30 | 22097.8804 | 21467.3765 | 20721.3392 | 20783.3841 | 20779.1245 | 21435.2756 | 22684.4309 | 24966.3545 | 27499.9717 | 28944.0979 | 29573.2231 | 30274.8786 | 30211.4497 | 30203.7257 | 30215.1165 | 30263.2866 | 29641.561 | 28889.7158 | 27551.123 | 26358.2601 | 25679.9698 | 24777.2218 | 23704.2377 | 23090.1752
2015-07-01 | 22428.365 | 21769.4223 | 21804.113 | 21163.4048 | 21070.9229 | 21755.3683 | 23090.955 | 25584.6517 | 26969.0804 | 28286.9479 | 28947.8375 | 30263.1466 | 30227.9413 | 30249.0454 | 30213.2543 | 30186.0747 | 30174.6473 | 28927.1649 | 27577.1222 | 26349.6826 | 25023.2969 | 25049.2575 | 23724.8687 | 23117.0289
2015-07-02 | 21761.4839 | 21015.883 | 21086.441 | 21141.8258 | 22449.7786 | 23152.2935 | 24393.3467 | 26354.7171 | 27576.1509 | 28184.5161 | 29457.6097 | 30290.6911 | 30237.1579 | 30256.8493 | 29455.0107 | 29519.3238 | 28256.8343 | 26302.2102 | 25712.1375 | 25096.016 | 25106.5553 | 24359.3289 | 23745.6362 | 23121.68
2015-07-03 | 22491.2077 | 21778.7839 | 21762.5219 | 21752.9303 | 21836.0123 | 21664.3555 | 21658.4974 | 22332.7947 | 23079.0736 | 23656.6284 | 24290.825 | 25028.5083 | 25634.9248 | 25703.478 | 25587.6147 | 25674.4552 | 25729.5012 | 25670.3103 | 25675.3191 | 25072.7407 | 24364.7277 | 24470.7382 | 23745.1647 | 23145.5758
2015-07-04 | 22438.3583 | 21792.9734 | 21731.1106 | 21754.1079 | 21778.3583 | 21787.3654 | 21702.5771 | 22280.3455 | 23034.256 | 23622.4498 | 24052.3004 | 25008.1673 | 25656.6532 | 25548.4637 | 25691.9666 | 25619.0632 | 25682.6358 | 25641.3726 | 25681.8464 | 25730.9717 | 25041.411 | 24789.2422 | 24388.4358 | 23699.7427
2015-07-05 | 23193.4206 | 22419.3977 | 21783.6616 | 21725.38 | 22423.0783 | 23763.2961 | 24977.8365 | 26908.2802 | 28337.4859 | 29566.959 | 30092.7081 | 30927.9274 | 30849.893 | 30808.0454 | 30823.387 | 30300.7485 | 29564.0645 | 28250.127 | 27562.6552 | 27071.4401 | 26376.7198 | 25665.1487 | 24983.5603 | 24424.5557
2015-07-06 | 23753.6685 | 23080.0001 | 22439.1066 | 22304.1136 | 23072.6123 | 24327.5762 | 25640.6852 | 27675.3148 | 28888.5986 | 29448.2694 | 30728.7106 | 30850.1282 | 30842.4094 | 30882.7246 | 30890.5548 | 30261.3438 | 28907.7056 | 28294.9639 | 27649.0369 | 27063.9233 | 26325.0005 | 25687.2256 | 24338.59 | 23714.9569
2015-07-07 | 23847.289 | 23152.6556 | 22514.9486 | 22409.88 | 22459.4145 | 24381.8889 | 25658.614 | 27615.4036 | 28893.1488 | 30209.3846 | 30773.7416 | 30843.8858 | 30842.8703 | 30920.9805 | 30790.4666 | 30218.2257 | 29601.5125 | 28270.7635 | 27651.7893 | 27011.6111 | 26300.0959 | 25776.2582 | 25071.8406 | 24075.7805
2015-07-08 | 22391.5273 | 21854.0205 | 21930.7882 | 21770.0011 | 21803.3497 | 23111.7068 | 24384.4012 | 26343.4749 | 27691.8378 | 29027.2452 | 29662.2387 | 29577.1884 | 29631.4161 | 29582.6813 | 29652.2031 | 29630.1407 | 29039.4764 | 27697.9664 | 27086.6994 | 25691.2145 | 25747.6499 | 25026.3063 | 24483.8215 | 23874.4741
2015-07-09 | 23184.2477 | 22501.5308 | 21892.9762 | 21818.4975 | 21794.2849 | 23064.4855 | 24434.0913 | 26372.0277 | 27720.7494 | 28996.1523 | 29698.3991 | 30357.3104 | 30230.0999 | 30266.0968 | 30334.6765 | 29547.5568 | 29030.2263 | 27680.4991 | 26981.3091 | 25827.1975 | 25069.6777 | 24488.5055 | 23767.1236 | 23130.8883
2015-07-10 | 23180.3311 | 22469.9584 | 21894.0938 | 21953.3095 | 22499.6189 | 22468.0593 | 22476.5635 | 22462.4477 | 23035.7602 | 23819.8643 | 24360.5247 | 25162.9766 | 25020.624 | 25032.7556 | 25122.6417 | 25075.0248 | 25162.3545 | 24425.1758 | 24493.4334 | 23749.2116 | 23772.1073 | 23198.7325 | 22589.5055 | 21926.5593
2015-07-11 | 21956.654 | 21822.0323 | 21128.2797 | 21178.4577 | 21151.4393 | 21240.17 | 21104.6348 | 21158.6607 | 21657.3922 | 22442.2951 | 23063.5792 | 23790.1506 | 24396.394 | 25052.1852 | 25043.7866 | 25184.7415 | 25025.1088 | 25096.254 | 24389.3389 | 24327.7569 | 24496.1375 | 23846.5533 | 23810.5008 | 23154.0748
2015-07-12 | 23179.2431 | 22497.9806 | 21903.6832 | 21905.3709 | 21864.4857 | 23096.1995 | 23778.084 | 25046.5363 | 27005.4233 | 28294.3168 | 28973.224 | 29587.989 | 30298.4812 | 30257.9602 | 30241.5901 | 30315.9874 | 30291.5979 | 28971.6304 | 27711.1022 | 27083.9548 | 26406.2388 | 25700.0433 | 25188.7302 | 24433.5498
2015-07-13 | 23908.2461 | 23162.5532 | 22445.9471 | 22427.49 | 22399.8323 | 23147.5329 | 24356.3264 | 25169.7716 | 27027.3894 | 28229.4683 | 29658.1922 | 30210.4426 | 30270.3724 | 30318.4755 | 30329.8126 | 30249.3819 | 30199.2725 | 29726.7478 | 28436.8725 | 27072.3933 | 26452.8748 | 25858.2824 | 25080.6999 | 24496.6685
2015-07-14 | 23913.9249 | 23175.5874 | 22413.0532 | 21893.6732 | 21886.2128 | 22406.9587 | 23800.5325 | 25108.4621 | 26437.9721 | 28452.983 | 29661.4606 | 30225.5113 | 30933.6084 | 31509.3519 | 31986.5008 | 32015.4772 | 31366.0567 | 30732.735 | 29472.6917 | 28080.5315 | 26409.0192 | 26471.8787 | 24607.8499 | 23824.4846
2015-07-15 | 23200.4542 | 22650.101 | 22063.5203 | 21811.5269 | 21848.6767 | 22482.2559 | 23813.9089 | 24997.0162 | 27067.2222 | 28727.6237 | 30134.6454 | 30665.3437 | 30640.9887 | 30773.5418 | 30685.3534 | 30728.9163 | 30729.1948 | 29258.4465 | 28119.3643 | 26811.1503 | 26145.6891 | 25848.4882 | 24540.6144 | 23851.8833
2015-07-16 | 23171.9372 | 22636.1671 | 21921.141 | 21881.2113 | 21897.1351 | 21813.2554 | 22554.3401 | 23767.0305 | 25125.4543 | 26153.8403 | 28073.5933 | 29291.9007 | 29943.2773 | 30865.5454 | 31005.1769 | 30887.5889 | 30304.6982 | 28971.2023 | 27108.0401 | 25827.9442 | 25696.5231 | 25084.5903 | 24495.1297 | 23791.9842
2015-07-17 | 23209.0666 | 22443.1659 | 21806.7477 | 21844.4322 | 21796.5006 | 21738.1603 | 22403.3523 | 22441.4011 | 23129.6806 | 23776.0494 | 24334.0202 | 24314.8703 | 25025.3628 | 25105.9892 | 25809.9956 | 25755.0209 | 25644.3558 | 25117.7467 | 25037.9228 | 24469.6631 | 24451.7583 | 24459.9862 | 23745.5006 | 23112.5196
2015-07-18 | 22472.2719 | 21937.724 | 21840.2908 | 21860.8997 | 21855.5731 | 21762.7683 | 22492.119 | 22467.8846 | 22412.1019 | 23076.7897 | 23202.0893 | 23663.9098 | 24372.7977 | 25113.4219 | 25021.7939 | 25146.9585 | 24972.4649 | 25132.3371 | 24483.6226 | 24438.0436 | 24393.7161 | 24393.8314 | 24466.6456 | 24493.9788
2015-07-19 | 23811.4304 | 23106.882 | 22496.4762 | 22476.8126 | 22402.1509 | 23071.1747 | 25051.7371 | 25694.4441 | 26964.2441 | 28305.2244 | 29567.5758 | 30293.0901 | 31005.2473 | 30925.4026 | 30919.2645 | 30312.0074 | 30391.6467 | 28933.0139 | 28406.8883 | 27070.1788 | 26427.8962 | 25750.4172 | 25209.5721 | 24511.22
2015-07-20 | 24443.8578 | 23937.8486 | 22389.5243 | 22428.9145 | 23072.7922 | 23094.0537 | 24408.7872 | 25706.3884 | 27003.4479 | 28848.1114 | 29582.2193 | 30168.6006 | 30331.8156 | 30289.5966 | 30294.8443 | 30285.5735 | 29585.0121 | 29092.6556 | 27656.617 | 26981.9947 | 27106.457 | 26381.6332 | 25116.7495 | 23776.3676
2015-07-21 | 23824.3286 | 23166.1212 | 22457.2482 | 21769.0107 | 22554.6447 | 23033.98 | 24398.8331 | 25692.4358 | 26926.1118 | 28270.8921 | 29662.8269 | 30295.1961 | 30306.0839 | 30911.2885 | 30977.2917 | 30903.0157 | 31000.5469 | 29655.4811 | 28368.1568 | 27643.6286 | 27043.5834 | 26408.1477 | 25119.6409 | 24501.5778
2015-07-22 | 23849.1093 | 23134.2205 | 22519.4917 | 22446.9178 | 22424.2563 | 23090.8142 | 25099.1125 | 26949.1257 | 28346.4836 | 28953.1297 | 30279.3767 | 30944.8918 | 30994.8698 | 30972.9853 | 31010.8409 | 30957.2374 | 29638.8908 | 28276.0751 | 27850.993 | 27011.4853 | 26420.055 | 25785.6863 | 24509.4819 | 23757.9879
2015-07-23 | 23854.8983 | 23055.0917 | 22494.8027 | 22432.0674 | 22438.1076 | 23077.411 | 25155.6864 | 27121.432 | 27616.2575 | 28941.2772 | 30274.0121 | 30217.8024 | 30284.701 | 30296.6245 | 30318.985 | 30250.0543 | 28990.4191 | 27023.6958 | 26449.9022 | 25701.4672 | 25801.5555 | 25118.5544 | 23844.5276 | 23183.9526
2015-07-24 | 23172.939 | 22483.1267 | 21756.7498 | 21800.9402 | 21823.0104 | 21770.2079 | 22497.8306 | 22433.2196 | 23018.3765 | 23785.6664 | 24392.7151 | 24345.1189 | 25027.1053 | 25067.0984 | 25697.2542 | 25712.0786 | 25698.1631 | 25053.086 | 25157.7947 | 24562.7933 | 24485.1732 | 24509.9982 | 24458.0487 | 23766.4338
2015-07-25 | 23118.8115 | 22580.1329 | 21815.3199 | 21782.3683 | 21779.9593 | 22447.1839 | 22454.4982 | 22559.2586 | 22445.9527 | 23118.9876 | 23672.3092 | 24363.4749 | 24445.3353 | 25098.5381 | 25115.6691 | 25054.7254 | 25103.9942 | 25164.0731 | 24472.7718 | 23827.8348 | 23148.4815 | 23161.5236 | 22517.9907 | 21806.7799
2015-07-26 | 21817.5481 | 21829.2615 | 21832.3912 | 21891.9974 | 22480.361 | 23174.7453 | 24375.0404 | 26317.3018 | 27038.8639 | 28295.8978 | 29553.1961 | 30238.7163 | 30246.682 | 30276.3546 | 30319.6754 | 30298.2346 | 30292.74 | 28894.7851 | 26997.0525 | 26461.2237 | 26329.0247 | 25632.3383 | 25152.5354 | 24514.5111
2015-07-27 | 23833.9032 | 23133.6159 | 22497.0923 | 22496.5215 | 22531.822 | 23115.917 | 25069.7528 | 26348.9535 | 27656.3486 | 29568.2364 | 30186.7737 | 30966.0808 | 30894.6968 | 30993.8057 | 30935.6296 | 30977.0066 | 30247.1746 | 28963.9829 | 27613.1298 | 27050.479 | 27042.5091 | 26397.1954 | 25115.8587 | 24442.0156
2015-07-28 | 23710.073 | 23090.5064 | 22409.0869 | 22497.1991 | 22476.4599 | 23137.2083 | 25015.6695 | 26949.5019 | 28347.7514 | 29666.5581 | 30308.3933 | 30263.4262 | 30307.7194 | 30279.4335 | 30320.2869 | 30279.5352 | 30284.9738 | 29676.8111 | 27704.0656 | 27028.3519 | 26312.2581 | 25171.4434 | 23105.1303 | 22444.4044
2015-07-29 | 22454.3035 | 22444.3297 | 21852.6613 | 21787.9453 | 21906.2038 | 22542.3006 | 24408.0514 | 26319.0326 | 27705.7841 | 28970.3184 | 29572.6802 | 30228.0232 | 30251.5154 | 30315.2791 | 30300.6858 | 30304.0814 | 29646.6125 | 29041.4838 | 27004.1554 | 26451.6661 | 25739.9278 | 24514.9069 | 23866.254 | 23158.5322
2015-07-30 | 22434.7373 | 21820.9602 | 21916.3471 | 21843.7351 | 22400.5387 | 23150.387 | 24459.5229 | 27060.0459 | 27049.0373 | 28337.9145 | 29530.7367 | 30295.816 | 30228.4938 | 30284.4348 | 30381.7756 | 30214.9105 | 29640.8521 | 28269.9655 | 26982.7172 | 25779.1538 | 25149.6353 | 23908.5088 | 23167.5388 | 22453.1858
2015-07-31 | 21843.4972 | 21867.896 | 21760.2582 | 21846.0451 | 21805.6624 | 22469.4951 | 23101.782 | 23133.9451 | 23738.892 | 24419.7212 | 24416.2468 | 25094.556 | 25016.201 | 25081.3018 | 25053.0092 | 25125.6672 | 25097.7847 | 24500.8205 | 24435.4878 | 23778.0794 | 23822.973 | 23772.1945 | 23159.6188 | 22410.835
2015-08-01 | 22537.2868 | 22399.9115 | 22514.9652 | 22436.2233 | 22429.3236 | 22517.3266 | 22512.6645 | 22399.2521 | 23109.4243 | 23090.1823 | 23726.5896 | 23652.9984 | 24370.5528 | 25064.6076 | 25128.8999 | 25025.9812 | 25095.6374 | 25015.1085 | 24464.0203 | 24362.7829 | 24573.751 | 24529.4076 | 23866.1484 | 23793.123
2015-08-02 | 23937.5256 | 23189.5246 | 22560.2083 | 22423.567 | 22491.4507 | 23227.6505 | 24387.5108 | 26369.3608 | 26987.3305 | 28357.0166 | 29552.3108 | 30330.7977 | 30212.033 | 30310.0407 | 30349.9168 | 30286.5641 | 30174.8904 | 29613.3604 | 28473.856 | 27169.3654 | 25749.0365 | 25124.0795 | 24373.1223 | 23722.254
2015-08-03 | 23819.0817 | 23132.1012 | 23165.1743 | 22386.2789 | 22409.9423 | 23090.3087 | 24434.2966 | 25033.5307 | 27090.4286 | 28332.6035 | 29631.9817 | 30219.1107 | 30896.6202 | 30912.7509 | 30917.0779 | 30962.2245 | 30261.1752 | 29640.1407 | 28338.2273 | 27165.9633 | 26447.1866 | 25804.03 | 24522.8853 | 23801.3462
2015-08-04 | 23765.9062 | 23196.3733 | 22522.4789 | 23179.7966 | 23038.1772 | 24464.8379 | 25082.0526 | 27056.3263 | 28285.2077 | 28976.6703 | 29639.4519 | 30173.3582 | 30306.9498 | 30340.5153 | 30324.6149 | 30345.3448 | 30294.899 | 29699.6107 | 27712.5995 | 27011.4261 | 26417.2487 | 25784.5175 | 25124.0883 | 24342.6575
2015-08-05 | 23796.6106 | 23809.0708 | 23122.405 | 23085.5495 | 23106.4802 | 23075.4572 | 24342.4122 | 26976.4777 | 28263.5784 | 28921.1002 | 29642.6384 | 30274.3424 | 30388.8482 | 30263.7165 | 30335.5222 | 30260.5488 | 29671.1755 | 28378.7428 | 27185.3507 | 26474.205 | 26364.9402 | 25790.285 | 24487.6792 | 23117.7228
2015-08-06 | 23842.1991 | 23134.0222 | 22483.7663 | 22485.3626 | 22382.2738 | 23053.7336 | 25039.4564 | 26439.6016 | 27636.7663 | 28976.3305 | 29586.9657 | 29674.0156 | 29598.1049 | 29645.8545 | 29719.3333 | 28995.6786 | 29028.5833 | 27698.3296 | 26349.9543 | 25743.9451 | 25107.1131 | 24473.7641 | 23857.0194 | 23138.5197
2015-08-07 | 22564.1181 | 21875.0327 | 21782.6588 | 21834.0501 | 21774.9893 | 22429.1553 | 22503.2716 | 22365.5081 | 23061.4438 | 23795.1313 | 24374.7224 | 25106.7448 | 25085.4812 | 24998.7602 | 25000.7205 | 25046.1624 | 25102.539 | 25129.4165 | 25108.2056 | 24421.4518 | 24423.9127 | 24440.4248 | 23729.5998 | 23139.2126
2015-08-08 | 23143.2032 | 22528.2834 | 21833.8192 | 21834.4553 | 22445.6606 | 22459.3391 | 22396.1362 | 22457.563 | 22379.0982 | 23075.719 | 23717.6831 | 24372.7623 | 25144.5536 | 25124.5819 | 25025.2407 | 25021.1984 | 25056.528 | 25058.3734 | 24429.0893 | 23747.3715 | 23753.1836 | 23037.2678 | 22599.3846 | 21853.9927
2015-08-09 | 21859.664 | 21951.1506 | 21812.2636 | 21797.9843 | 21736.3749 | 22364.9391 | 24404.7569 | 25633.0304 | 26951.0967 | 28667.8258 | 29625.6926 | 30305.0816 | 30279.8082 | 30322.9054 | 30298.6441 | 30298.7831 | 29719.6215 | 28429.8171 | 27447.3837 | 26388.9431 | 25728.5391 | 25053.5961 | 23802.5581 | 23095.8649
2015-08-10 | 22572.3188 | 21784.8344 | 21806.9929 | 21818.577 | 22501.2217 | 23036.2272 | 24363.7068 | 25672.3989 | 27754.542 | 29006.0864 | 29642.9935 | 30264.3985 | 30261.6258 | 30265.6067 | 30172.2888 | 30292.072 | 29607.0037 | 28355.8036 | 27060.529 | 26420.1281 | 25748.6554 | 25038.253 | 23695.691 | 23163.1996
2015-08-11 | 23177.3439 | 23121.0554 | 22565.3883 | 22467.68 | 22488.3063 | 23113.3036 | 24363.4442 | 25654.9012 | 27018.3006 | 28487.7356 | 29699.6067 | 30261.0021 | 30291.0972 | 30236.2826 | 30214.2747 | 30298.564 | 29573.9071 | 28259.1284 | 27118.5158 | 26340.0712 | 25890.8595 | 25091.6033 | 24380.3433 | 23817.9657
2015-08-12 | 23170.1765 | 22441.8534 | 22487.1728 | 22550.5043 | 22441.6683 | 23146.1851 | 24366.3466 | 25132.9913 | 26968.7556 | 27632.1523 | 28280.45 | 29674.9917 | 30290.9933 | 30261.7136 | 30200.1838 | 30249.076 | 29668.7398 | 28306.003 | 27075.5329 | 26417.5495 | 25732.238 | 24992.357 | 24526.0555 | 23773.8292
2015-08-13 | 23149.6035 | 22474.5195 | 21871.3913 | 21772.0854 | 22403.4088 | 23155.4295 | 24453.5762 | 25047.4244 | 26415.1682 | 27004.7456 | 28279.7728 | 28976.2728 | 28933.2073 | 28993.438 | 29019.327 | 28968.6139 | 28389.416 | 26995.6616 | 26439.7086 | 25028.7323 | 24417.8312 | 24479.8764 | 23818.2933 | 23335.1824
2015-08-14 | 23146.9255 | 22477.756 | 22511.7911 | 21819.5989 | 21806.1297 | 21831.7615 | 20493.9604 | 20499.9232 | 20435.7099 | 21115.2677 | 22424.1978 | 23787.3722 | 24408.104 | 24423.8718 | 24380.9065 | 24439.0765 | 24470.9401 | 24375.9278 | 24358.8025 | 24443.8392 | 24416.2351 | 23857.8531 | 23153.4608 | 22562.3316
2015-08-15 | 21259.6635 | 21174.692 | 21136.019 | 21230.0835 | 21158.3708 | 21147.7731 | 21165.47 | 21064.6679 | 21866.6064 | 22366.3772 | 23144.2196 | 23110.6484 | 23719.6535 | 23783.0445 | 23909.3906 | 23804.014 | 24448.5349 | 24465.4585 | 24405.745 | 24404.5618 | 24452.353 | 24387.8488 | 23824.8535 | 23202.4133
2015-08-16 | 21833.3116 | 21173.317 | 21092.2704 | 21197.8168 | 21711.2472 | 23142.6577 | 23731.5283 | 25007.5467 | 27000.3625 | 28330.3912 | 29009.7272 | 29323.9763 | 29964.4871 | 29991.7748 | 30069.9236 | 30025.8259 | 29429.9552 | 28682.6943 | 27380.662 | 26866.4473 | 25881.3788 | 24521.7213 | 23172.6689 | 22569.0343
2015-08-17 | 22575.9753 | 21889.6883 | 21180.3886 | 21187.666 | 21297.4473 | 21999.8502 | 23165.2381 | 25138.2424 | 27368.39 | 28402.7903 | 29729.1996 | 30363.4584 | 30351.8385 | 31001.126 | 31376.3464 | 31445.1154 | 30700.3819 | 29396.2063 | 28024.3756 | 26768.5642 | 25765.949 | 24502.2385 | 23239.7213 | 22475.1605
2015-08-18 | 22526.6479 | 21903.3511 | 21265.8735 | 21281.734 | 21253.853 | 22627.1796 | 23213.3187 | 25768.8388 | 28125.9689 | 29348.0934 | 29972.5661 | 30654.7634 | 30717.4329 | 30664.0969 | 30021.3526 | 29988.5278 | 29464.5006 | 28083.8768 | 27165.829 | 26465.8615 | 25048.1315 | 23850.8791 | 23195.9629 | 22525.4123
2015-08-19 | 22608.5261 | 21936.6194 | 21237.0161 | 21106.9847 | 21144.3992 | 22525.3698 | 23107.0962 | 24827.3295 | 26333.9276 | 28318.9587 | 28921.5378 | 29556.2131 | 29657.3565 | 29596.6734 | 29621.8335 | 29580.4365 | 29061.9754 | 27659.3941 | 26454.0066 | 25780.0567 | 25754.4009 | 24502.4632 | 23169.2349 | 22472.9756
2015-08-20 | 22525.4845 | 21905.5801 | 21224.7385 | 21152.1339 | 21265.6673 | 22533.7473 | 23068.2313 | 23807.1436 | 25447.8764 | 27075.1381 | 27814.0438 | 27733.6101 | 27733.4756 | 28428.3572 | 28437.2586 | 28488.2579 | 27758.0147 | 27115.6966 | 25154.0116 | 24507.3481 | 23914.4215 | 23210.2033 | 22648.3638 | 22580.9686
2015-08-21 | 21947.2848 | 21243.8285 | 21233.0791 | 21320.4638 | 21224.3991 | 21191.0473 | 21263.1053 | 21156.107 | 21891.5657 | 22493.2285 | 22541.3563 | 23151.0992 | 23196.6074 | 23114.1648 | 23165.1553 | 23069.7857 | 23155.2831 | 23091.0237 | 23086.6371 | 22464.1606 | 22372.3001 | 22474.3973 | 21881.467 | 21156.3712
2015-08-22 | 21205.417 | 21288.1348 | 20467.517 | 20548.5552 | 20439.9626 | 20521.1723 | 21231.4847 | 21088.2371 | 21151.2824 | 21747.2148 | 22461.4169 | 23059.9471 | 23150.1148 | 23079.1746 | 23832.2522 | 23759.8335 | 23824.7893 | 23871.6866 | 23841.5082 | 23710.9936 | 23837.8262 | 23101.0972 | 22573.2318 | 21860.9197
2015-08-23 | 21169.6584 | 20587.27 | 20538.4487 | 20563.2126 | 21120.4611 | 22470.2468 | 23716.1287 | 25078.3553 | 26329.8603 | 26978.9792 | 27658.4072 | 28317.1178 | 28314.1665 | 28301.2631 | 28399.9693 | 27638.5015 | 26456.8101 | 25663.1801 | 25186.7834 | 25085.8466 | 24514.9523 | 23814.5348 | 23215.0698 | 22543.3728
2015-08-24 | 21855.6288 | 21257.7468 | 21241.8157 | 21172.1157 | 21179.8987 | 22501.1906 | 23781.2521 | 24396.3785 | 26256.4981 | 27622.2235 | 28281.217 | 28921.9636 | 28957.9474 | 29626.0621 | 29692.0983 | 28935.665 | 27681.4561 | 26405.068 | 25783.8522 | 25162.6005 | 24461.1315 | 23823.9377 | 22508.0402 | 22160.402
2015-08-25 | 21795.6891 | 21147.7533 | 21200.0343 | 21157.7525 | 21094.7736 | 22402.2788 | 23696.9442 | 24403.0642 | 26322.7076 | 27703.0207 | 28369.9679 | 29059.4668 | 29009.9202 | 29592.7076 | 29636.2295 | 28955.6639 | 27750.9651 | 26366.8271 | 25707.574 | 25126.4915 | 24354.436 | 23814.6027 | 22494.492 | 22439.386
2015-08-26 | 22169.5303 | 21431.9196 | 20850.9 | 20884.9936 | 20816.5205 | 22167.673 | 23465.6076 | 24684.7066 | 27114.382 | 28385.2256 | 29739.3446 | 30256.1466 | 30933.3124 | 31215.5976 | 31007.7376 | 30357.7689 | 29767.4464 | 28406.0443 | 27097.7914 | 26419.1568 | 24779.986 | 23500.3826 | 23518.2682 | 23490.2467
2015-08-27 | 22954.9508 | 22192.8073 | 21492.2823 | 21619.1819 | 21488.2536 | 23451.1538 | 24092.51 | 25334.6867 | 27134.0779 | 27749.7908 | 28288.4237 | 28887.3198 | 29720.9013 | 30277.0883 | 30246.6424 | 28971.9505 | 27736.8362 | 26305.2938 | 25130.7109 | 24500.2052 | 23827.5027 | 23192.7721 | 22444.6302 | 21868.6612
2015-08-28 | 21290.379 | 21213.9798 | 21250.1695 | 21163.3434 | 21145.5149 | 21826.3325 | 21749.205 | 21812.2343 | 22455.3074 | 23061.104 | 23681.6963 | 24444.982 | 24990.7526 | 25035.836 | 25058.8285 | 25118.9108 | 24482.4335 | 24474.5015 | 24445.5306 | 24445.5064 | 24494.015 | 23860.6875 | 23149.6634 | 22432.0091
2015-08-29 | 21903.2833 | 21764.8814 | 21232.4787 | 21248.6144 | 21176.9467 | 21105.3328 | 21172.2117 | 21214.7707 | 21836.2502 | 21681.5776 | 23067.7422 | 23700.9161 | 23674.6157 | 23734.7103 | 23778.9162 | 23748.3629 | 24417.0551 | 24443.2237 | 24493.7411 | 24489.4095 | 23834.7374 | 23126.6932 | 22530.1069 | 21910.0031
2015-08-30 | 21881.7977 | 21122.4697 | 21165.2808 | 21149.7982 | 21131.1627 | 21790.2157 | 22516.2508 | 22425.6999 | 23112.2976 | 23751.7767 | 24466.6262 | 25013.5736 | 25002.4113 | 25731.0485 | 25649.1192 | 25792.1378 | 25759.6566 | 25793.4614 | 25046.4547 | 25113.1378 | 24489.0847 | 24466.8114 | 23837.1262 | 23154.112
2015-08-31 | 21248.0911 | 21214.3665 | 21119.4437 | 22461.5221 | 23113.6311 | 24345.2122 | 25057.6702 | 27070.3525 | 28393.819 | 29005.6433 | 29637.0235 | 30238.6975 | 30287.5391 | 30368.309 | 29617.0493 | 28953.2183 | 28395.7548 | 27729.1304 | 27131.7523 | 26295.8143 | 25161.8209 | 24485.2663 | 23778.8641 | 23121.3112
2015-09-01 | 23185.6319 | 22554.8482 | 21794.217 | 21862.4313 | 21829.4309 | 22426.3326 | 24367.4877 | 25777.1672 | 27089.9006 | 28378.3851 | 29029.7202 | 29662.3253 | 29624.5639 | 29586.6809 | 29617.0887 | 28916.3609 | 27665.9734 | 26352.0383 | 25734.2876 | 25705.3637 | 25045.6316 | 24465.0785 | 23820.6808 | 23133.1919
2015-09-02 | 23212.7444 | 23223.9742 | 22509.692 | 21784.7919 | 21708.8902 | 23067.6619 | 24356.5209 | 25109.1503 | 26985.7782 | 27576.9923 | 28282.3474 | 28970.2699 | 29615.5646 | 30374.1663 | 30295.2873 | 29662.2133 | 28930.2979 | 27636.9833 | 27019.379 | 27144.7884 | 26463.5358 | 25785.8366 | 25115.929 | 24508.4074
2015-09-03 | 23879.5762 | 23110.2437 | 21785.2651 | 21877.0083 | 22377.1154 | 23098.6755 | 24350.3251 | 25131.3712 | 27015.952 | 28336.0506 | 28988.1925 | 29642.3201 | 29674.2708 | 30287.3279 | 30274.2533 | 29713.4834 | 28374.1455 | 27672.5333 | 26996.1962 | 26402.3068 | 25670.8286 | 25064.4232 | 24404.5878 | 23809.3133
2015-09-04 | 23115.094 | 22533.2568 | 21820.547 | 21092.6 | 21113.4094 | 21165.2254 | 21819.8173 | 21807.8336 | 22473.0895 | 23104.0826 | 23708.2119 | 24299.4183 | 25047.9266 | 25021.7287 | 25049.3954 | 25063.9122 | 25085.6019 | 25111.5273 | 25138.3391 | 25074.9619 | 25108.2212 | 24493.6268 | 23110.3115 | 22496.6566
2015-09-05 | 23156.6074 | 22533.7379 | 21833.7728 | 21708.8571 | 21823.8872 | 22505.4236 | 22469.9954 | 22362.3136 | 23160.3231 | 23098.4644 | 23645.5309 | 23650.1889 | 24428.2276 | 24434.8928 | 24346.9787 | 24484.1877 | 24444.9202 | 24377.1724 | 24425.6104 | 25119.1741 | 25121.8947 | 24438.2114 | 23787.6021 | 23122.8228
2015-09-06 | 23491.3649 | 22827.9875 | 22133.4712 | 22148.5141 | 22156.5999 | 23389.2693 | 24699.806 | 25994.0588 | 27348.8922 | 29295.3728 | 29959.4236 | 30608.1012 | 30688.5382 | 30626.7736 | 30559.2276 | 29961.8617 | 28667.1185 | 28012.3964 | 27367.8001 | 26767.0955 | 26140.0324 | 24780.0153 | 24189.2677 | 24151.0011
2015-09-07 | 23464.9665 | 22776.9978 | 22135.2362 | 22172.9042 | 22109.904 | 22804.2724 | 24776.6863 | 26027.5192 | 27315.7679 | 28745.0046 | 29945.9866 | 30503.1424 | 30665.0728 | 30580.0889 | 30552.4406 | 29942.3996 | 29278.579 | 28568.4854 | 28015.776 | 27355.1606 | 26689.462 | 25539.5243 | 24825.2351 | 24084.1789
2015-09-08 | 24096.1445 | 23427.4986 | 22808.2757 | 22873.3615 | 22865.213 | 23497.0468 | 24685.7057 | 25962.6497 | 27340.0144 | 28589.8732 | 29905.949 | 30692.1821 | 30582.7815 | 30613.4945 | 30632.5839 | 30565.2449 | 29998.1702 | 28628.5513 | 27982.6541 | 27406.809 | 26747.4739 | 25438.0019 | 24855.2004 | 24799.1712
2015-09-09 | 24209.4597 | 23519.7484 | 22792.0493 | 22815.5747 | 23509.3727 | 24797.0506 | 25466.4842 | 27315.2993 | 28581.1231 | 29310.9726 | 29916.5385 | 30613.1809 | 31371.2879 | 31188.6166 | 31291.9154 | 31333.8328 | 30673.8215 | 29354.5756 | 27999.2208 | 27328.1371 | 26805.1383 | 25457.3413 | 24833.0115 | 24306.294
2015-09-10 | 24179.2443 | 24051.7503 | 23405.6092 | 23510.4439 | 23443.8672 | 24669.2625 | 25285.7294 | 27405.2444 | 28621.1619 | 29322.9925 | 30558.1934 | 31315.6232 | 31308.8959 | 31132.2412 | 31176.6454 | 30562.3751 | 29988.6193 | 28718.5952 | 27375.5501 | 27357.3419 | 26104.9325 | 25318.4511 | 24805.7909 | 24785.3592
2015-09-11 | 24753.446 | 24121.1071 | 23509.5519 | 22821.6193 | 22965.8681 | 23479.3234 | 23419.0338 | 23383.6988 | 24032.877 | 24630.1489 | 25398.1392 | 25283.5003 | 25393.6975 | 25397.3235 | 25335.9409 | 26038.9356 | 26044.5775 | 26134.7932 | 26836.8496 | 26707.099 | 26776.1568 | 26792.7612 | 26096.8328 | 25410.9894
2015-09-12 | 24746.3509 | 24142.8774 | 23426.745 | 22843.5661 | 23434.457 | 23434.2841 | 23470.388 | 22779.7403 | 23431.8378 | 24097.794 | 24666.9448 | 25398.7238 | 25328.8769 | 25981.0847 | 26026.7826 | 26669.4134 | 26706.3431 | 26739.3729 | 26709.5468 | 26747.8073 | 26736.7912 | 26175.4509 | 25452.4087 | 24829.215
2015-09-13 | 24167.2136 | 23537.3709 | 22871.3433 | 22761.1528 | 23501.8921 | 24818.0552 | 25392.7298 | 27355.5737 | 28635.5653 | 30026.9357 | 30626.7587 | 31274.808 | 31345.4412 | 31945.1678 | 31950.5882 | 31241.6359 | 30615.764 | 30002.0969 | 29380.8374 | 28793.6016 | 27361.7413 | 26037.4574 | 25507.4718 | 24752.6445
2015-09-14 | 24111.4117 | 23464.765 | 22802.4209 | 22805.7709 | 23449.5714 | 24142.3188 | 25394.5695 | 27433.7719 | 29358.1863 | 29939.6926 | 30582.585 | 31307.5529 | 31254.7168 | 31290.4424 | 31280.7519 | 31266.1124 | 30558.1102 | 29281.9887 | 27987.5393 | 27421.3332 | 26788.7326 | 26084.0693 | 25455.546 | 24757.913
2015-09-15 | 24085.9387 | 23413.0981 | 22804.1972 | 22779.7018 | 22713.3487 | 24078.4114 | 25366.69 | 27328.9184 | 28657.5935 | 29939.4707 | 30585.3564 | 31232.8958 | 31254.6039 | 31311.2075 | 31313.3235 | 31287.463 | 30640.4187 | 29885.093 | 29384.5588 | 28652.2035 | 28074.9227 | 26711.2777 | 25493.3198 | 24776.649
2015-09-16 | 24133.4808 | 23500.1245 | 22884.3698 | 22797.7418 | 22893.583 | 24109.3248 | 26143.5101 | 27373.7776 | 28591.0952 | 29881.2237 | 30553.3265 | 31181.8897 | 31261.7656 | 31292.5995 | 31202.6619 | 31292.0984 | 31333.4003 | 30686.8913 | 30038.8342 | 28613.8473 | 27445.9302 | 26648.0597 | 26093.5588 | 25435.6382
2015-09-17 | 24756.7482 | 24099.8706 | 23485.7769 | 23577.555 | 24052.6761 | 24774.5274 | 25369.0993 | 27279.9421 | 28669.735 | 29316.0557 | 29902.1935 | 30561.2685 | 30618.4668 | 31298.8684 | 32021.2498 | 32021.8315 | 31413.8503 | 30794.693 | 29507.3054 | 28397.3337 | 27368.8226 | 26027.3295 | 25337.5764 | 24799.9581
2015-09-18 | 24188.3345 | 23571.5965 | 22799.4777 | 22739.3835 | 22803.2779 | 22666.5324 | 22814.4912 | 22725.7342 | 23111.7094 | 23866.4289 | 24162.8326 | 24823.2986 | 24970.2511 | 25498.8507 | 26108.3211 | 26202.913 | 26157.6434 | 26218.1495 | 26224.4536 | 26290.5708 | 25826.7306 | 25439.9119 | 24773.1819 | 24160.7863
2015-09-19 | 23608.0511 | 22786.1942 | 22125.1123 | 22158.169 | 22242.5009 | 22105.7607 | 22187.0229 | 22132.7876 | 22518.7047 | 23098.5991 | 24150.4951 | 24833.4256 | 25580.3692 | 25624.7798 | 25527.2224 | 26211.6231 | 26219.006 | 26228.5845 | 26114.6134 | 26241.9507 | 25223.1555 | 24790.0369 | 24142.5005 | 23487.8254
2015-09-20 | 22754.5437 | 22185.0104 | 22140.5993 | 22140.4151 | 22178.5967 | 24076.0813 | 26028.2592 | 28020.8584 | 29423.1661 | 30931.4725 | 31998.733 | 33003.0931 | 33672.865 | 34016.8373 | 33972.712 | 34016.4356 | 33757.3357 | 32705.2859 | 31423.8431 | 30602.7956 | 29428.2823 | 28481.0735 | 27368.2581 | 25788.706
2015-09-21 | 24187.7288 | 23584.8432 | 22839.5868 | 22828.5604 | 22818.1411 | 24038.616 | 26117.6795 | 27971.0324 | 29670.8997 | 31360.9019 | 32655.0826 | 33353.0183 | 33756.3545 | 34023.4269 | 34051.5611 | 34012.0853 | 33915.5624 | 33109.8834 | 31460.9924 | 30070.6701 | 28726.0756 | 27384.3893 | 26092.9096 | 24772.2639
2015-09-22 | 23513.8441 | 22882.2968 | 22861.948 | 22637.9728 | 22531.0678 | 23722.9828 | 25806.1903 | 27747.125 | 29049.7339 | 30611.9685 | 31631.5016 | 32792.3168 | 33332.7313 | 33416.2901 | 33275.8463 | 33309.8556 | 32741.8638 | 31468.9159 | 30687.3272 | 29439.2452 | 28460.2027 | 26470.4699 | 25105.6513 | 24513.4468
2015-09-23 | 23842.4734 | 23220.6242 | 22560.7394 | 22593.9546 | 22550.5989 | 24529.7342 | 25709.6046 | 27046.6205 | 28443.8101 | 29748.8189 | 30901.7745 | 31600.3554 | 32251.9693 | 32514.3899 | 32319.3407 | 32340.8235 | 31683.2564 | 31014.6144 | 30364.9674 | 29349.0745 | 28122.2701 | 26826.112 | 25408.4497 | 24773.9343
2015-09-24 | 24193.9366 | 23506.6808 | 22794.9451 | 22776.7456 | 22894.0997 | 24065.1644 | 26674.8146 | 28023.3532 | 28597.0173 | 29329.0059 | 29787.5889 | 30563.7813 | 30584.3837 | 31411.8732 | 31162.1811 | 31362.6044 | 30990.312 | 29691.9847 | 29074.2149 | 28009.552 | 26836.787 | 25405.6437 | 24748.9644 | 24204.9555
2015-09-25 | 23448.3037 | 22949.7286 | 22836.3632 | 22737.903 | 22776.5433 | 23501.3304 | 24078.5929 | 24040.7363 | 24138.5698 | 25116.7507 | 25791.2791 | 26504.8066 | 26396.7729 | 26627.5732 | 27306.0518 | 27398.9667 | 27368.1231 | 27368.9787 | 27383.1977 | 26737.7327 | 26150.7091 | 25401.6988 | 24777.5746 | 24254.9546
2015-09-26 | 24051.7412 | 24205.8859 | 23506.2832 | 22851.991 | 22788.5143 | 23394.8105 | 23464.6186 | 23435.2874 | 23402.6811 | 24033.6748 | 24670.2485 | 25495.4683 | 25375.8819 | 25453.4644 | 26041.3133 | 26049.4973 | 26111.6792 | 26751.8376 | 27449.325 | 27357.2325 | 26682.1059 | 26120.5286 | 25465.1231 | 24758.5994
2015-09-27 | 24089.6879 | 23416.3025 | 22798.5082 | 22759.9854 | 22776.8124 | 24143.5099 | 25427.7514 | 27359.1302 | 28689.4067 | 29957.0792 | 30608.216 | 31213.6531 | 31256.8624 | 31327.0712 | 31290.204 | 31309.1209 | 30624.3652 | 30041.528 | 29323.9867 | 28334.0891 | 27309.6861 | 26776.3162 | 26123.569 | 25445.7573
2015-09-28 | 24827.893 | 24145.0894 | 23544.8788 | 23426.9593 | 23432.12 | 24784.1572 | 26080.1004 | 27413.1536 | 29274.2132 | 30634.1088 | 31230.5856 | 31154.5954 | 31954.7375 | 31880.0459 | 31940.0345 | 31289.5514 | 31315.6099 | 31339.7692 | 30709.0992 | 29313.7746 | 27977.5522 | 27399.8201 | 26147.5802 | 25463.7506
2015-09-29 | 24819.5004 | 24189.0964 | 23454.5084 | 23485.99 | 23444.0984 | 24776.9796 | 25972.8973 | 27286.0369 | 28734.3074 | 29264.8139 | 29985.9263 | 30621.9564 | 31225.047 | 31161.7208 | 31182.4031 | 31308.9406 | 31277.2691 | 30542.5211 | 30655.1555 | 30105.7512 | 28734.0063 | 27402.4146 | 26145.6743 | 25509.0493
2015-09-30 | 24849.1176 | 24059.1112 | 23517.6369 | 23386.6001 | 23483.6662 | 24697.0849 | 25968.9596 | 27352.1975 | 28707.4318 | 29965.5344 | 30616.1357 | 31215.0844 | 31310.3077 | 31214.6038 | 31293.9245 | 31286.46 | 30656.6779 | 29998.7641 | 29374.8159 | 28597.4768 | 28018.1551 | 27367.4393 | 26073.4659 | 25451.5346
2015-10-01 | 24823.5235 | 24150.2872 | 23521.1397 | 22887.4037 | 23457.133 | 24086.9379 | 26112.5228 | 27255.1892 | 28613.4656 | 29967.5406 | 30671.1454 | 31246.4323 | 31244.9779 | 31268.2984 | 31310.2709 | 31280.7747 | 30596.1851 | 29830.5906 | 28615.6853 | 28095.7961 | 27337.9134 | 26156.4576 | 24865.7221 | 24128.4783
2015-10-02 | 22902.609 | 22173.0519 | 22169.2915 | 22161.6012 | 22108.4241 | 22112.9632 | 22820.7636 | 22775.933 | 23514.183 | 24142.1837 | 24730.8936 | 25367.1228 | 25407.707 | 25405.354 | 26005.3276 | 26134.7387 | 25995.7332 | 25985.3082 | 26001.2708 | 26062.0839 | 25422.7085 | 24799.3629 | 24140.521 | 23504.9251
2015-10-03 | 22739.3506 | 22844.01 | 22162.2268 | 22144.7557 | 22229.0582 | 22741.597 | 22800.2005 | 22808.8069 | 23408.7505 | 23500.529 | 24092.8028 | 24735.1062 | 25474.0501 | 26051.0373 | 26096.0503 | 26061.4058 | 25933.4794 | 26022.9313 | 26099.6648 | 26112.8048 | 25426.8997 | 24826.6181 | 24086.4362 | 23416.0926
2015-10-04 | 22824.366 | 22136.2063 | 22210.0606 | 22196.8514 | 22102.9816 | 23420.4712 | 25469.4255 | 25981.8881 | 27381.84 | 29207.7414 | 29925.0978 | 30531.7458 | 30613.9629 | 30583.6258 | 29935.9169 | 29352.8239 | 28704.3722 | 28026.8508 | 27363.5741 | 26790.0991 | 26017.1624 | 25498.1987 | 24088.7025 | 23494.9996
2015-10-05 | 22821.4311 | 22085.1109 | 21423.1462 | 21543.6396 | 21476.8071 | 22708.5326 | 24178.2011 | 25371.8588 | 27350.4034 | 29355.626 | 30551.4316 | 31262.1538 | 31285.3737 | 31257.3807 | 30574.7757 | 28706.6732 | 26856.3452 | 25539.858 | 24677.7258 | 23138.1301 | 21906.4553 | 21297.5726 | 21214.2755 | 21241.1902
2015-10-06 | 21269.1823 | 21208.4548 | 21253.7635 | 21229.6179 | 21889.2125 | 22520.4691 | 24439.1176 | 25835.4256 | 27080.0135 | 28354.0452 | 29596.5705 | 30706.9208 | 30964.3495 | 31480.4194 | 31410.2726 | 31346.6445 | 30663.5698 | 29977.9034 | 29318.2498 | 29061.366 | 27990.146 | 26644.7352 | 25377.793 | 24704.1151
2015-10-07 | 24199.2128 | 23576.4671 | 22823.0482 | 22864.708 | 23368.6122 | 24739.1119 | 25394.2112 | 27424.299 | 28749.3217 | 29888.4146 | 30528.6027 | 31175.8054 | 31925.0279 | 31934.9038 | 31956.2689 | 31925.6456 | 31308.8546 | 30689.023 | 28996.56 | 27378.7733 | 26043.4741 | 25496.0407 | 24853.7795 | 24105.1146
2015-10-08 | 23458.9013 | 22823.1046 | 22837.8706 | 23481.088 | 23402.2684 | 24707.4165 | 26066.8006 | 27341.612 | 28570.8411 | 29923.7151 | 30685.2026 | 31243.2009 | 31873.9943 | 31902.8824 | 31946.5455 | 31311.7204 | 30538.2867 | 28683.634 | 27338.7711 | 26686.8484 | 26130.3917 | 25415.1849 | 24775.8449 | 24774.2306
2015-10-09 | 24158.4763 | 23435.1459 | 22775.3483 | 22864.5914 | 22734.9082 | 23474.5892 | 23438.7407 | 23497.0138 | 23999.9814 | 24705.1172 | 25307.2037 | 25972.948 | 26679.7962 | 27342.4495 | 27366.3975 | 27364.7893 | 27366.6785 | 27415.5931 | 27319.1684 | 27389.9143 | 27364.7482 | 26753.277 | 26145.8724 | 25437.0646
2015-10-10 | 24050.3203 | 23556.1155 | 22749.0825 | 22822.765 | 22666.3765 | 23390.2925 | 23442.8627 | 23414.7948 | 24116.4477 | 24744.6059 | 25397.7171 | 26168.4528 | 26652.9968 | 27389.3601 | 27381.0875 | 27337.3618 | 27458.2519 | 27367.7025 | 27392.5978 | 26733.7756 | 26050.3199 | 25450.6321 | 24763.3101 | 24104.6898
2015-10-11 | 24100.0858 | 23528.6718 | 22687.6723 | 22800.0367 | 23559.3725 | 24736.5757 | 25401.8238 | 27297.8128 | 28539.5937 | 29943.2464 | 30600.5784 | 31252.8069 | 31591.3824 | 31897.5516 | 31907.903 | 31928.3155 | 31326.8303 | 29938.3129 | 29357.6847 | 28060.0394 | 27466.5087 | 26009.649 | 25513.5489 | 24822.7549
2015-10-12 | 24192.8609 | 23439.5928 | 22846.8464 | 22897.0286 | 23416.2048 | 24775.2305 | 26099.5758 | 27989.4487 | 29995.1171 | 31192.6908 | 31937.899 | 31898.4988 | 31869.3814 | 31955.2649 | 31957.744 | 31963.6444 | 31272.7549 | 29924.7186 | 28647.6474 | 28064.8231 | 27442.8935 | 26824.3232 | 26112.6092 | 25450.1426
2015-10-13 | 24711.8116 | 24189.6012 | 23526.6228 | 22770.431 | 22841.5943 | 24106.5149 | 25254.6798 | 27254.3795 | 29366.2539 | 30589.7522 | 31239.1076 | 31891.922 | 31956.2836 | 31873.2734 | 31954.5407 | 31896.0707 | 31256.8867 | 30697.1532 | 30060.2215 | 28682.5011 | 27413.2526 | 26763.8454 | 26048.0218 | 25378.7114
2015-10-14 | 24216.596 | 23538.2423 | 22797.3748 | 22841.2455 | 23453.5822 | 24629.116 | 26044.9526 | 27300.1968 | 28573.4518 | 29858.6696 | 31236.6101 | 31897.5403 | 31926.6179 | 31877.8814 | 31845.4203 | 32012.5915 | 31262.0323 | 30616.3674 | 29969.6638 | 29388.3221 | 28060.234 | 27436.4641 | 26135.1407 | 25374.2841
2015-10-15 | 24121.6485 | 23444.0345 | 22938.5576 | 22910.7108 | 23403.0156 | 24057.2327 | 24726.4632 | 26004.186 | 27339.8833 | 28726.8877 | 29975.5369 | 30658.0204 | 31196.1583 | 31873.3932 | 31894.4741 | 32027.6182 | 31293.2034 | 30661.3626 | 29894.9994 | 29366.2923 | 27999.2623 | 26741.4016 | 26125.4398 | 25483.8956
2015-10-16 | 24825.3732 | 24162.8479 | 23440.6737 | 22788.9239 | 22797.5718 | 22769.2861 | 22756.1561 | 23491.6439 | 24045.9155 | 25023.3662 | 26009.4106 | 26609.0483 | 27243.5373 | 27577.2611 | 28051.8444 | 27978.1889 | 28023.9087 | 28024.3151 | 28035.7859 | 27455.2157 | 26704.3115 | 26121.3393 | 25364.1443 | 24820.8032
2015-10-17 | 24087.0398 | 23464.1855 | 22754.0272 | 22841.3231 | 22819.8285 | 22761.9253 | 22133.6606 | 22127.5879 | 23469.3564 | 24763.7545 | 26037.3298 | 26639.9868 | 26939.702 | 27412.962 | 27986.5621 | 27997.2957 | 27969.9125 | 27998.4525 | 28075.3217 | 27789.2669 | 27430.774 | 26746.7159 | 26025.4619 | 25402.2116
2015-10-18 | 24836.7253 | 24198.3937 | 23465.4381 | 23478.7001 | 23395.5818 | 24681.3365 | 26071.9577 | 27443.7167 | 28616.1085 | 29987.3987 | 30668.0089 | 31300.9483 | 31866.7401 | 32628.5237 | 32545.7606 | 31956.5088 | 31257.5754 | 30660.1913 | 29899.158 | 29326.3749 | 28047.6521 | 27387.9518 | 26755.3131 | 26045.3384
2015-10-19 | 24798.9143 | 23419.6192 | 22824.8806 | 22792.179 | 23512.6277 | 24746.829 | 26684.1314 | 28670.0286 | 29994.2237 | 30574.4448 | 31281.2511 | 31926.9321 | 32566.003 | 32532.3138 | 32563.7133 | 32606.7029 | 31919.277 | 30595.0449 | 30087.91 | 28683.942 | 27364.4535 | 26801.5728 | 25407.0091 | 24776.2126
2015-10-20 | 24208.5567 | 23462.2958 | 22853.7089 | 22809.4136 | 23512.5644 | 24740.6033 | 26046.1539 | 26706.0602 | 27956.4255 | 29224.5411 | 30567.428 | 31240.6435 | 31932.5943 | 31939.7916 | 31969.8427 | 32002.6771 | 31335.1217 | 30683.1801 | 29979.5009 | 29404.4094 | 28801.3081 | 27398.2301 | 26069.2227 | 24782.6811
2015-10-21 | 24118.5164 | 23523.762 | 22825.6433 | 23493.6117 | 23447.8537 | 24812.9645 | 25962.7513 | 27330.3229 | 28701.6418 | 29877.4559 | 30583.355 | 31317.9707 | 31852.9292 | 31981.1626 | 31860.606 | 31929.8578 | 31331.1865 | 30701.0862 | 29952.8902 | 29452.2656 | 28015.1603 | 27346.8613 | 26133.453 | 25445.3147
2015-10-22 | 24762.2171 | 24131.877 | 23434.5414 | 22926.0153 | 22830.3087 | 24754.5958 | 26642.6638 | 27950.0637 | 29319.5438 | 30647.5159 | 31321.1266 | 31898.4329 | 31823.7875 | 31870.6686 | 31962.4704 | 32013.1394 | 31295.4244 | 30728.184 | 30008.2195 | 29415.7741 | 28011.2326 | 27429.919 | 26763.3049 | 25517.1541
2015-10-23 | 24761.1809 | 24164.6733 | 23396.5713 | 22853.9127 | 22738.6612 | 23477.9965 | 24720.3193 | 25390.5896 | 25975.9528 | 26682.3946 | 27242.2878 | 27378.9657 | 27316.5945 | 27292.5954 | 27391.5081 | 27319.7594 | 27298.4632 | 27405.3048 | 27354.5347 | 26738.3322 | 26060.5138 | 25403.515 | 24841.6214 | 24207.3455
2015-10-24 | 23591.4579 | 23569.5997 | 23443.3878 | 22797.387 | 22828.185 | 22783.0715 | 23424.2034 | 23403.9155 | 23365.1677 | 24782.1297 | 25388.0291 | 26025.0896 | 26602.9189 | 27320.7912 | 27377.0048 | 27365.5269 | 27373.5171 | 27418.2838 | 27428.9964 | 27402.0924 | 26619.0757 | 26064.5101 | 25456.9049 | 24752.5386
2015-10-25 | 24782.4993 | 24767.6669 | 24057.6665 | 23364.0664 | 23446.307 | 24657.7116 | 25991.8983 | 27263.6469 | 29303.7355 | 30583.77 | 31327.6355 | 31992.9309 | 31901.4443 | 31962.2419 | 31890.8721 | 31949.6023 | 31319.4685 | 30676.5785 | 30060.4295 | 29431.3758 | 28070.8007 | 26720.8541 | 26168.1828 | 25480.6513
2015-10-26 | 24718.5342 | 24081.0624 | 23508.9022 | 23475.1755 | 23533.1484 | 24675.3209 | 25986.215 | 27367.2564 | 29202.0006 | 30460.801 | 31250.8659 | 31944.8725 | 31855.6056 | 31927.7392 | 31866.9756 | 31885.0831 | 31270.6456 | 30586.7557 | 30015.9035 | 29294.7747 | 28097.506 | 27457.2989 | 26077.6378 | 25487.3079
2015-10-27 | 25499.5444 | 24867.0991 | 24773.8035 | 24128.9025 | 23404.8688 | 23405.1523 | 24769.6307 | 26026.9976 | 27387.2969 | 29246.6465 | 30607.1044 | 31282.8787 | 31935.6627 | 31905.4253 | 31968.9513 | 31936.3872 | 31214.9461 | 30631.3989 | 29993.7588 | 29338.606 | 28071.4886 | 26755.4426 | 26102.3105 | 25485.7473
2015-10-28 | 24800.2325 | 24113.9837 | 23380.0722 | 22770.0173 | 22900.1668 | 24727.2983 | 26705.1198 | 28007.7406 | 29374.726 | 30646.9512 | 31298.6023 | 31860.6348 | 31881.4753 | 31968.4999 | 31943.9374 | 31920.1691 | 31242.0167 | 30658.1226 | 29908.8678 | 29311.3106 | 27984.5565 | 27346.0059 | 26092.0576 | 25473.6389
2015-10-29 | 24128.06 | 23498.6367 | 22837.871 | 22860.058 | 23453.7267 | 24124.6712 | 26114.0924 | 27315.4898 | 28680.8393 | 29964.4252 | 30712.5503 | 31228.2775 | 31916.748 | 31858.6014 | 31929.536 | 31323.1813 | 30666.2931 | 29273.7545 | 28649.5823 | 28114.4941 | 27329.3003 | 26078.9734 | 25448.7552 | 24811.7153
2015-10-30 | 24824.8257 | 24106.7555 | 23426.6021 | 23482.2661 | 23474.9979 | 24054.1309 | 24113.1406 | 24763.2547 | 25324.7423 | 26128.7823 | 26726.1368 | 26697.6179 | 27293.2619 | 27289.0788 | 27360.5552 | 27388.7939 | 27358.0764 | 26707.2045 | 26729.4691 | 26022.7259 | 25475.7155 | 24818.6755 | 24734.4018 | 24118.7786
2015-10-31 | 23537.0965 | 23404.2827 | 23540.2414 | 23492.0675 | 23525.1989 | 23411.2827 | 24027.5719 | 24045.9268 | 24087.8779 | 24746.3111 | 25343.827 | 26039.7021 | 26121.9954 | 26036.1891 | 26718.7717 | 26801.066 | 26727.5392 | 26647.5578 | 26628.4675 | 26712.3182 | 26053.3199 | 26086.3172 | 25476.8885 | 24756.5135
2015-11-01 | 24767.1259 | 24088.4869 | 24128.4636 | 23438.4131 | 23507.87 | 24761.7774 | 25281.1874 | 26706.1677 | 28759.6572 | 29864.3787 | 30597.4476 | 31178.9683 | 31917.7223 | 31932.0688 | 31941.7184 | 31983.2327 | 31295.8681 | 30624.0505 | 29941.3375 | 28700.7947 | 27449.2204 | 26724.0638 | 25410.1771 | 24803.0221
2015-11-02 | 24151.3985 | 23548.3344 | 23484.1841 | 22775.3986 | 22755.7981 | 24067.7512 | 26052.209 | 27374.9191 | 28710.6559 | 30078.1681 | 30562.8684 | 31264.1372 | 31246.4515 | 31929.1169 | 31983.2825 | 31938.5724 | 31317.8995 | 30648.5669 | 30001.5095 | 29367.4124 | 27987.9326 | 26641.2469 | 25391.5347 | 24820.7741
2015-11-03 | 24130.3209 | 23461.9654 | 22780.2223 | 22786.2201 | 22753.8293 | 23381.3015 | 25380.7589 | 26682.1108 | 28675.0618 | 30007.682 | 30597.7076 | 31267.9786 | 31193.9696 | 31866.2233 | 31956.5621 | 31184.3775 | 31328.1562 | 30653.9714 | 29932.439 | 28677.9229 | 27418.3437 | 26035.4766 | 25570.2648 | 24821.9956
2015-11-04 | 24116.9487 | 24128.3445 | 23498.8733 | 22754.0623 | 22753.8502 | 22761.8893 | 23460.4505 | 24682.9664 | 26078.9529 | 28574.7745 | 29822.0818 | 30508.845 | 31277.3045 | 31892.9718 | 32580.9326 | 32580.0056 | 32608.6342 | 32630.7315 | 32567.9974 | 31912.6139 | 30608.9913 | 30013.3669 | 28002.8152 | 27326.9271
2015-11-05 | 26129.0234 | 25457.1179 | 24782.23 | 24089.7266 | 24812.7224 | 26021.2334 | 28050.3393 | 29312.8351 | 30021.205 | 30618.2154 | 31199.9841 | 31845.8654 | 31858.7047 | 31900.706 | 31972.3843 | 31241.8651 | 30001.6916 | 29379.9393 | 28702.8349 | 27374.9495 | 26058.5246 | 24698.549 | 24021.0445 | 23460.2848
2015-11-06 | 23528.7908 | 22888.4322 | 22830.3997 | 22192.8022 | 22139.6752 | 22171.0183 | 22116.4509 | 22170.3198 | 22779.1951 | 23420.4967 | 24093.8438 | 24792.0514 | 25323.7306 | 25391.595 | 25486.949 | 25521.6136 | 26073.6066 | 26054.4706 | 26084.7186 | 25415.8275 | 25071.6734 | 24765.0614 | 24121.27 | 23832.5523
2015-11-07 | 23424.2156 | 22837.2112 | 22477.012 | 22043.6928 | 22124.2246 | 22147.557 | 22787.0306 | 22660.6894 | 22764.2655 | 22731.7031 | 23436.6239 | 24038.6433 | 24040.4867 | 24736.5951 | 24751.5939 | 24752.8471 | 25344.8812 | 26113.3083 | 26081.1758 | 26025.9899 | 25494.7335 | 24763.3064 | 24091.932 | 23482.4861
2015-11-08 | 22895.0977 | 22163.5357 | 21545.4979 | 21414.7303 | 21497.4548 | 22163.7567 | 24049.7858 | 26040.9474 | 27328.0207 | 29210.2206 | 30530.6206 | 31193.7218 | 31880.166 | 31924.4142 | 31972.859 | 31952.2082 | 31326.6708 | 30688.9134 | 29789.5133 | 28630.861 | 27431.5449 | 26060.962 | 24879.4135 | 24117.7067
2015-11-09 | 23500.1645 | 22786.9677 | 22044.4998 | 22157.7896 | 22198.2485 | 22766.604 | 24799.0495 | 26042.3041 | 28002.7173 | 29253.5572 | 29969.6402 | 30579.148 | 31229.1902 | 31876.1257 | 31868.8731 | 31300.0748 | 30679.5522 | 29976.1888 | 29374.4329 | 28707.9673 | 27401.2116 | 26048.171 | 24814.3948 | 24124.2291
2015-11-10 | 23480.9207 | 22858.7321 | 22174.7441 | 22172.8848 | 22138.5156 | 22895.4269 | 24741.5791 | 26052.7449 | 27983.0268 | 29314.6312 | 29300.9423 | 30006.4519 | 30690.1955 | 31288.3987 | 31327.7538 | 31274.6717 | 30643.6202 | 29989.573 | 29306.9266 | 28732.5007 | 27455.8884 | 26137.4129 | 24802.7827 | 24091.2818
2015-11-11 | 23413.2984 | 23378.3071 | 22872.0016 | 22762.1498 | 22815.0554 | 24101.3087 | 25365.4866 | 26669.4446 | 27956.4349 | 29273.1077 | 29996.2828 | 30618.6059 | 30639.5726 | 31312.7823 | 31241.9183 | 31188.8448 | 31268.3129 | 30682.6366 | 29343.3295 | 28724.4587 | 27343.6123 | 26010.6183 | 24768.7468 | 24189.407
2015-11-12 | 23479.8619 | 23423.9734 | 22810.058 | 22836.4134 | 22683.8211 | 23396.7312 | 26022.3745 | 27358.4186 | 28601.289 | 29911.1774 | 30607.1632 | 31137.7764 | 31328.1089 | 31250.3569 | 31253.4493 | 30731.7381 | 29945.6425 | 29327.5999 | 28745.7961 | 27391.5027 | 26652.6074 | 26131.5311 | 25439.2002 | 24776.4961
2015-11-13 | 24142.3757 | 23519.5387 | 22848.498 | 22872.5424 | 22766.2121 | 22723.411 | 22870.5049 | 23395.0181 | 24106.247 | 24731.4419 | 25324.9863 | 25344.5555 | 25248.164 | 26018.0297 | 26079.4536 | 26073.2019 | 25977.0167 | 25375.7781 | 25512.5522 | 25074.2274 | 24800.7911 | 24120.979 | 24045.3874 | 23428.0522
2015-11-14 | 23497.9124 | 23505.066 | 23442.9477 | 22843.7784 | 22746.262 | 22794.5238 | 23458.1204 | 23435.4873 | 23394.4669 | 24206.1419 | 24674.1479 | 25292.557 | 25368.2854 | 25407.3584 | 26024.8886 | 26015.53 | 26056.7331 | 26039.8281 | 26109.4783 | 26002.3069 | 25435.1497 | 25428.5411 | 24756.1047 | 24143.5906
2015-11-15 | 24124.0286 | 23418.8805 | 23481.3599 | 22731.4216 | 22767.6335 | 24075.5217 | 26066.2692 | 27398.9165 | 29253.8442 | 30619.4472 | 31188.4267 | 31219.739 | 31252.8045 | 31218.9476 | 31161.3165 | 31268.9311 | 31310.6555 | 30604.9926 | 29955.1324 | 29300.4417 | 28048.0455 | 26779.9305 | 25497.1572 | 24740.3914
2015-11-16 | 24192.1584 | 23509.5733 | 23116.958 | 22773.0631 | 22761.4929 | 22721.9967 | 23449.5689 | 25377.5776 | 26619.8115 | 28686.2386 | 29955.9636 | 30502.1648 | 31244.1539 | 31347.2242 | 31171.0364 | 31359.9877 | 31328.3111 | 30582.9607 | 30681.4429 | 29972.9718 | 29304.6226 | 28732.361 | 27994.6272 | 26758.9836
2015-11-17 | 25530.5174 | 24812.4583 | 24183.105 | 23420.0319 | 22778.486 | 22766.1005 | 23455.439 | 25328.1549 | 26619.7001 | 28620.7028 | 29986.3172 | 30630.6028 | 31342.7246 | 31220.9173 | 31201.0382 | 31288.0569 | 31274.0198 | 30698.8105 | 30675.5821 | 29989.1577 | 29386.3008 | 28863.8939 | 28015.7665 | 26738.3429
2015-11-18 | 25514.2975 | 24076.6386 | 23496.2196 | 23445.7848 | 22775.0249 | 22708.1908 | 23456.3352 | 24070.6851 | 26069.5776 | 27263.639 | 28616.5024 | 29342.3083 | 29928.1648 | 29955.1518 | 29991.345 | 29982.9641 | 29949.9061 | 29879.7836 | 29367.1668 | 28709.9276 | 28069.5807 | 26678.4383 | 26120.8092 | 25485.9831
2015-11-19 | 24787.4574 | 24132.2648 | 23541.5188 | 23429.1582 | 22832.4786 | 22823.7122 | 23433.0413 | 24097.5585 | 26017.0445 | 27285.1552 | 28621.592 | 29333.1699 | 29913.5204 | 29914.8638 | 29939.1293 | 29957.1477 | 30060.0548 | 29979.4264 | 29338.2192 | 28708.8086 | 27978.5248 | 26787.8115 | 26111.1453 | 25373.4898
2015-11-20 | 24162.6339 | 23562.8269 | 23470.6345 | 23420.6417 | 22871.3955 | 22886.7767 | 22865.1708 | 22756.0801 | 23453.675 | 23449.8368 | 24038.4205 | 24115.8402 | 24744.8837 | 25359.6585 | 25375.5037 | 25325.8664 | 25487.6972 | 26071.7285 | 26064.3538 | 26126.171 | 26083.0387 | 25496.8847 | 24828.167 | 24129.99
2015-11-21 | 23513.0585 | 23458.0464 | 22816.6258 | 22905.087 | 22722.8396 | 22826.6032 | 22767.6198 | 23505.7865 | 23483.4927 | 24078.2624 | 23955.8312 | 24128.0735 | 24666.7312 | 25047.7525 | 25338.3429 | 25366.6457 | 26174.8448 | 26075.5618 | 26080.0947 | 26102.2698 | 26145.6895 | 25476.3182 | 25488.6377 | 24801.0986
2015-11-22 | 24114.7637 | 23415.3452 | 23161.8221 | 22792.9428 | 22887.2335 | 23426.5636 | 24696.8129 | 26013.1887 | 27981.2992 | 29298.5463 | 30534.0086 | 31209.5625 | 31341.6598 | 31311.4128 | 31364.2086 | 31236.9658 | 31233.4345 | 31279.6226 | 30617.2232 | 29933.9814 | 28693.1445 | 27411.8368 | 26078.7767 | 25402.9277
2015-11-23 | 24145.2793 | 23490.6602 | 23545.142 | 22801.97 | 22863.7438 | 23510.7048 | 25371.4785 | 26667.1245 | 28030.9134 | 29343.9493 | 29923.2154 | 30571.7156 | 31310.7902 | 31239.7912 | 31258.2062 | 31283.8707 | 31216.1046 | 31213.9475 | 30676.8844 | 30042.8747 | 28799.0581 | 27432.6673 | 26213.9021 | 25441.8223
2015-11-24 | 24769.4989 | 24107.8459 | 23353.2151 | 22823.9094 | 22804.2734 | 23457.274 | 24798.1331 | 26116.7305 | 28139.4383 | 29404.9603 | 30613.5083 | 31180.9968 | 31376.8309 | 31258.6892 | 31229.9679 | 31288.0777 | 31288.4265 | 31263.0857 | 31297.7623 | 30602.9678 | 29354.4985 | 27915.5487 | 26088.4041 | 25469.4457
2015-11-25 | 24149.2914 | 23464.7872 | 23388.8948 | 22722.9802 | 22878.5962 | 23331.7727 | 25431.1921 | 27356.4416 | 28631.0036 | 30002.1808 | 30554.9619 | 31151.9894 | 31288.0101 | 31252.2492 | 31283.2204 | 31271.1871 | 31299.7482 | 31238.906 | 30713.7484 | 29979.8961 | 28685.4484 | 26787.9384 | 25486.4181 | 24731.5166
2015-11-26 | 24226.3555 | 23503.2307 | 22882.929 | 22099.3785 | 22158.6993 | 23435.4911 | 25450.7141 | 26715.1438 | 28017.0212 | 29284.1631 | 29883.3226 | 30550.3968 | 31270.5252 | 31320.2976 | 31191.707 | 31316.8474 | 31314.5463 | 30671.5433 | 30031.3163 | 28660.3067 | 27327.4253 | 26114.0079 | 24782.2377 | 24161.4786
2015-11-27 | 24136.5019 | 23479.9808 | 23567.3992 | 22833.0845 | 22748.5786 | 22793.5263 | 22768.8837 | 22836.2731 | 23407.4488 | 24090.9102 | 24663.6757 | 25306.4615 | 26097.1774 | 25934.719 | 26019.1371 | 26037.8688 | 26683.7874 | 26698.7144 | 26739.6952 | 26769.2824 | 26412.8508 | 26142.1504 | 25455.085 | 24856.9206
2015-11-28 | 24109.3156 | 23463.6504 | 22809.3526 | 22174.0296 | 22202.8522 | 22164.571 | 22134.0069 | 22736.8321 | 23478.5699 | 24122.9099 | 24758.8196 | 25374.7879 | 26042.0102 | 26063.4858 | 26050.1963 | 26720.0996 | 26698.4383 | 26742.1613 | 26794.9535 | 26649.4329 | 26115.1163 | 25425.4303 | 25369.4485 | 24790.783
2015-11-29 | 24214.7256 | 23431.1361 | 22887.282 | 22751.5404 | 23564.3459 | 24740.771 | 25954.5317 | 27332.2245 | 28627.7608 | 29957.5542 | 30611.0331 | 31231.5513 | 31259.3237 | 31264.1864 | 31374.7822 | 31236.9102 | 31918.0126 | 31940.2552 | 30690.5809 | 28726.5307 | 27485.8513 | 26751.5686 | 26113.8488 | 25351.8696
2015-11-30 | 24189.5071 | 23441.7099 | 22928.101 | 22865.8742 | 22760.8789 | 23501.4076 | 25439.3959 | 27384.9841 | 29280.0454 | 30680.8364 | 31257.4742 | 31272.1016 | 31213.0988 | 31187.4009 | 31285.233 | 31231.1697 | 31181.7467 | 31262.3443 | 30664.1678 | 29312.6665 | 27350.9916 | 26091.2254 | 25427.3228 | 24770.2552
2015-12-01 | 24119.5836 | 23431.5469 | 22829.0761 | 22806.2543 | 23402.6496 | 24029.4339 | 26039.8728 | 27301.6766 | 28680.9209 | 30015.8353 | 30636.1855 | 31203.6103 | 31874.7181 | 31914.8722 | 31939.0993 | 31918.7492 | 31892.3215 | 31906.658 | 31254.7667 | 29959.5624 | 28687.2608 | 26674.7371 | 25368.264 | 24872.6592
2015-12-02 | 24109.0038 | 23452.4642 | 23449.9461 | 22816.6758 | 22856.5076 | 23565.6832 | 24741.7868 | 26700.3215 | 27993.5531 | 29330.8613 | 29986.9064 | 30614.1555 | 31258.4445 | 31256.629 | 31309.2259 | 31321.5201 | 31283.6628 | 30567.8345 | 30060.6637 | 29282.528 | 28701.6462 | 27482.7314 | 26109.1841 | 24751.6527
2015-12-03 | 24216.3984 | 23570.7486 | 23448.8628 | 22815.0555 | 22798.3937 | 23510.3327 | 24789.6596 | 26630.2077 | 27960.4089 | 29223.0838 | 29912.7524 | 30606.9344 | 31293.3926 | 31258.9355 | 31322.2781 | 31290.0033 | 31259.5152 | 30597.2068 | 29987.7178 | 29307.4223 | 28714.5409 | 27299.0183 | 25979.4434 | 24840.368
2015-12-04 | 23494.291 | 22836.974 | 22153.6536 | 22128.9615 | 22078.2685 | 22124.1215 | 22112.7915 | 22795.0571 | 22661.2504 | 23362.919 | 23326.5781 | 23983.8638 | 24124.7743 | 24759.8117 | 25365.3443 | 25417.0006 | 25444.206 | 25381.555 | 25404.5361 | 24715.3724 | 24147.3589 | 24138.0219 | 23501.9494 | 23464.9279
2015-12-05 | 22848.854 | 22148.9924 | 22206.3938 | 22064.8961 | 22208.2759 | 22150.861 | 22148.0022 | 22881.3743 | 22699.1978 | 23372.2755 | 23339.8304 | 23967.9058 | 24043.1057 | 24729.7337 | 25409.9615 | 25366.6098 | 25431.7914 | 25406.6048 | 25423.6232 | 24731.5466 | 24199.851 | 24098.4029 | 23533.5669 | 23442.5733
2015-12-06 | 23510.1866 | 22823.1981 | 22157.9278 | 22803.0475 | 23445.0187 | 24052.22 | 25356.2236 | 26680.2515 | 27967.6079 | 29353.2842 | 29989.0755 | 30480.4823 | 31236.6661 | 31294.8301 | 31185.5573 | 30592.7818 | 29988.9847 | 29351.616 | 28741.188 | 27448.0939 | 26120.7926 | 24826.0416 | 24104.9495 | 23485.4663
2015-12-07 | 22808.1384 | 22188.7265 | 22268.3256 | 22731.3427 | 22759.831 | 23396.1847 | 24712.3929 | 26015.1339 | 27380.9252 | 28646.4756 | 29967.5749 | 30564.414 | 31216.0911 | 31346.2495 | 31294.0264 | 30655.8074 | 30005.0506 | 29342.4079 | 28040.5695 | 26726.6023 | 25404.1237 | 24139.5708 | 23504.1492 | 23466.1735
2015-12-08 | 22894.0355 | 22190.2638 | 21496.3449 | 22148.2268 | 22770.5127 | 23446.5302 | 24766.068 | 26118.3015 | 28029.5871 | 28742.8277 | 28568.0916 | 28641.9579 | 28585.3462 | 29335.677 | 29254.2928 | 29343.164 | 29423.6406 | 28720.6235 | 27324.6801 | 26683.0063 | 26205.4077 | 24680.3917 | 24151.7384 | 23522.4437
2015-12-09 | 22957.2481 | 22845.5272 | 22130.6673 | 22166.8274 | 22121.5769 | 23492.0057 | 25381.5274 | 25988.347 | 27368.8189 | 28641.753 | 29270.1697 | 29316.4735 | 28662.392 | 28641.7286 | 28649.6703 | 28601.474 | 28655.1817 | 28027.0512 | 26714.3359 | 26142.0163 | 25404.5808 | 24204.6998 | 23449.3678 | 23466.4066
2015-12-10 | 22715.2001 | 22230.9871 | 21540.5549 | 21513.2271 | 22193.3315 | 23489.0146 | 24007.5711 | 25363.2864 | 26086.6384 | 27340.9826 | 27981.4382 | 27934.9073 | 27979.718 | 27959.2521 | 28014.9464 | 27286.5158 | 27494.689 | 26769.5458 | 25381.8055 | 24807.0269 | 24147.0858 | 23445.0207 | 22833.9048 | 22105.2335
2015-12-11 | 21543.2272 | 21506.1348 | 20871.9633 | 20780.8842 | 20782.4114 | 20936.7727 | 21446.4357 | 21461.6894 | 21453.3604 | 21452.1244 | 22112.3612 | 22738.3503 | 23489.5217 | 24167.9445 | 24043.5745 | 24146.6521 | 24188.7449 | 23443.6228 | 23449.1324 | 22836.3582 | 22241.0741 | 21451.149 | 21464.0665 | 21502.4085
2015-12-12 | 21580.597 | 21541.0848 | 20883.3241 | 20868.5278 | 20863.659 | 21467.0373 | 21618.8044 | 22146.8099 | 22462.1043 | 22833.7873 | 23409.6648 | 23952.3102 | 24707.4253 | 24709.8973 | 24802.8167 | 24747.6091 | 24812.2204 | 24744.4784 | 24053.2875 | 23443.128 | 22897.5916 | 22790.9549 | 22863.9506 | 22116.8305
2015-12-13 | 21493.5371 | 20839.267 | 20755.5039 | 20789.6745 | 20890.4183 | 21472.1783 | 22151.1015 | 22715.1392 | 23419.6298 | 23475.4135 | 24024.3025 | 24808.1036 | 24772.685 | 24781.4351 | 24713.2092 | 24740.9626 | 24650.5427 | 24799.745 | 24133.6422 | 24157.1764 | 23422.2785 | 23512.9279 | 22878.4166 | 22254.5369
2015-12-14 | 21537.8158 | 21430.3814 | 21505.8288 | 20862.7814 | 20797.2056 | 20693.4827 | 21484.0839 | 22068.0713 | 22792.0528 | 23432.0518 | 24121.0301 | 24679.6245 | 24703.4013 | 24771.7522 | 24707.3884 | 24767.9266 | 24720.7391 | 24775.1015 | 24751.7452 | 24091.2066 | 23464.1325 | 22811.9501 | 22175.0005 | 21557.4644
2015-12-15 | 21541.8586 | 21494.7321 | 21421.6527 | 20880.3578 | 20856.9171 | 21467.9015 | 21452.8782 | 22131.6821 | 22760.3163 | 23397.7094 | 23387.7286 | 24084.5995 | 24098.4344 | 24762.7836 | 24772.8938 | 24743.6268 | 24683.1241 | 24765.9036 | 24071.6608 | 23431.1283 | 22780.892 | 22037.1727 | 21496.8754 | 20898.0333
2015-12-16 | 20197.0791 | 20287.9654 | 20216.3335 | 20930.1181 | 20757.5243 | 20837.5032 | 21382.3564 | 22107.0031 | 22821.23 | 22750.822 | 23365.2503 | 23985.6968 | 24137.3763 | 24748.4796 | 24804.9154 | 24759.6266 | 24759.0904 | 24736.4342 | 24413.3566 | 24093.2497 | 23465.7532 | 22901.9112 | 22275.8342 | 20923.1187
2015-12-17 | 20262.395 | 20199.3368 | 20245.316 | 20094.5264 | 20221.9105 | 20178.9532 | 20826.9777 | 21379.5286 | 21711.8102 | 22098.3089 | 22661.5282 | 23388.095 | 24066.5717 | 24700.5519 | 24747.8572 | 24772.388 | 24696.0648 | 24098.2016 | 23526.2445 | 23447.7176 | 23464.9718 | 22812.7374 | 22090.0607 | 22179.0563
2015-12-18 | 21594.0714 | 21574.4229 | 20919.1767 | 20891.6609 | 20130.9561 | 20144.6842 | 20013.1184 | 20070.8866 | 20275.1628 | 20844.2591 | 21389.5461 | 21501.3126 | 22127.346 | 22154.9274 | 22726.9599 | 22708.7876 | 23420.724 | 23408.7724 | 24056.0999 | 24149.9806 | 23409.0842 | 22879.142 | 22248.3117 | 21504.6365
2015-12-19 | 20891.359 | 20247.1576 | 20244.715 | 20188.9588 | 20227.3847 | 20112.6962 | 20120.8975 | 20723.5915 | 20796.685 | 21514.0239 | 21591.1565 | 21392.7362 | 21984.8006 | 22110.7128 | 22831.6836 | 23443.4594 | 24169.748 | 24096.2183 | 24140.156 | 24168.8667 | 23491.6725 | 22883.8002 | 22220.9021 | 21418.191
2015-12-20 | 20898.6809 | 20187.204 | 20231.2705 | 20193.3011 | 20208.7448 | 20809.647 | 20747.4416 | 21464.3194 | 22054.8549 | 22525.2773 | 22729.7294 | 22784.529 | 22746.0199 | 23423.7079 | 24048.1409 | 24747.0966 | 24687.5719 | 24768.7291 | 24777.4323 | 24350.3365 | 24146.864 | 23505.7943 | 22885.9355 | 22244.496
2015-12-21 | 21506.0039 | 20965.8655 | 20245.8385 | 20168.9464 | 20166.4966 | 20940.225 | 20809.5331 | 21485.9856 | 22059.2087 | 22168.3725 | 22833.7683 | 22700.5331 | 22779.5869 | 23421.1016 | 23331.4546 | 24116.0441 | 24003.5195 | 24185.5976 | 24056.1726 | 23447.5572 | 23462.9919 | 23487.5453 | 22895.0675 | 22155.91
2015-12-22 | 22242.3846 | 21567.0005 | 20857.3647 | 20861.9055 | 20766.2044 | 21436.8766 | 22180.141 | 22476.3791 | 22767.5279 | 23042.2597 | 23386.6866 | 23445.0848 | 23754.8044 | 24053.2213 | 24036.163 | 24111.1164 | 24058.4735 | 24083.7565 | 24117.8572 | 24051.5551 | 23450.4282 | 23554.189 | 23357.1501 | 23831.252
2015-12-23 | 22835.0778 | 22548.1546 | 22164.535 | 21816.9636 | 21559.9083 | 21483.4622 | 22152.2576 | 22389.9263 | 22834.6813 | 22819.8933 | 23463.8219 | 24090.5331 | 24158.9643 | 24016.3008 | 24162.9407 | 24033.6982 | 24083.0383 | 24084.7551 | 24069.5865 | 24184.049 | 23782.3772 | 23410.9661 | 22853.1127 | 22174.085
2015-12-24 | 21555.3618 | 21151.2817 | 20911.2201 | 20819.2596 | 20847.8329 | 21425.4479 | 22104.2768 | 22669.0493 | 22722.426 | 23429.0451 | 24036.1368 | 24059.6756 | 24092.8826 | 24054.9275 | 24188.8353 | 24102.4466 | 24130.0499 | 24117.1441 | 24157.6476 | 23551.0558 | 23361.8976 | 23449.8369 | 22831.5294 | 22199.1557
2015-12-25 | 21592.067 | 21490.9752 | 20914.562 | 20823.2675 | 20924.0627 | 21541.5555 | 22045.1332 | 22799.2029 | 22790.5425 | 23387.2637 | 24030.3029 | 24155.5585 | 24075.7714 | 24137.7391 | 24096.6334 | 24045.8799 | 24101.7643 | 24113.1739 | 24143.4175 | 23438.2617 | 23414.0452 | 23418.3993 | 22831.505 | 22165.3793
2015-12-26 | 20865.3358 | 20249.3887 | 20183.5251 | 20227.8807 | 20187.4948 | 20216.3884 | 20140.4082 | 20805.9875 | 20768.9091 | 21453.2865 | 21471.0574 | 21372.988 | 22142.5651 | 22216.6726 | 22784.2139 | 23425.0118 | 24078.2364 | 24106.3382 | 24110.0026 | 24167.4207 | 23427.1841 | 22806.0162 | 22140.2288 | 21489.3658
2015-12-27 | 23483.0133 | 22889.5789 | 22076.5961 | 22834.1727 | 23363.8032 | 24103.8707 | 25332.8371 | 26687.491 | 28042.3744 | 29293.6862 | 29952.0121 | 30623.9686 | 31195.6632 | 31258.2977 | 31181.2892 | 30632.4449 | 29985.7646 | 29336.283 | 28638.3116 | 27417.3702 | 26092.8252 | 24714.7365 | 24054.7374 | 23516.953
2015-12-28 | 24150.3815 | 23481.4035 | 22704.8252 | 22864.6223 | 22884.0946 | 23440.3456 | 25413.5901 | 27321.2048 | 29273.3196 | 30607.2636 | 31285.0152 | 31339.3325 | 31236.9043 | 31291.9537 | 31180.4688 | 31328.068 | 31223.3858 | 31187.8201 | 30621.1718 | 29368.6437 | 27402.6628 | 26161.3606 | 25393.7938 | 24860.3997
2015-12-29 | 24134.6879 | 23568.3192 | 22738.4624 | 22827.7385 | 23438.153 | 24169.7974 | 26015.9662 | 27325.9314 | 28607.8962 | 29961.1203 | 30571.9356 | 31265.8351 | 31938.2569 | 31935.0911 | 31960.9267 | 31956.6678 | 31948.4794 | 32009.1293 | 31275.39 | 30048.487 | 28676.7942 | 26756.9173 | 25460.7389 | 24726.0545
2015-12-30 | 24082.4072 | 23476.3325 | 23422.7189 | 22802.2966 | 22845.8113 | 23471.611 | 24809.822 | 26783.4661 | 28103.4611 | 29294.1279 | 29971.9534 | 30632.5683 | 31248.6501 | 31177.584 | 31257.8113 | 31293.632 | 31332.1315 | 30668.0675 | 30011.3042 | 29386.9153 | 28726.9742 | 27428.3361 | 26098.231 | 24873.7925
2015-12-31 | 24169.9739 | 23518.6252 | 23495.0784 | 22752.6727 | 22763.4793 | 23442.5459 | 24733.116 | 26680.6859 | 28008.6146 | 29278.6706 | 29909.0443 | 30587.8784 | 31140.6071 | 31269.7059 | 31231.2723 | 31209.1355 | 31279.284 | 30616.2022 | 30056.3461 | 29361.2036 | 28710.3889 | 27431.5764 | 26124.7057 | 24883.3759

## Day Ahead LMP ($ per kWh)
Hour Ending | 1 | 2 | 3 | 4 | 5 | 6 | 7 | 8 | 9 | 10 | 11 | 12 | 13 | 14 | 15 | 16 | 17 | 18 | 19 | 20 | 21 | 22 | 23 | 24
Date
2015-01-01 | 0.02716 | 0.02648 | 0.02622 | 0.0262 | 0.02637 | 0.02664 | 0.0276 | 0.02829 | 0.02847 | 0.02852 | 0.0282 | 0.02756 | 0.027 | 0.02637 | 0.02604 | 0.02601 | 0.02684 | 0.03076 | 0.03102 | 0.03037 | 0.03024 | 0.02862 | 0.02697 | 0.02604
2015-01-02 | 0.02453 | 0.02393 | 0.02332 | 0.02319 | 0.02454 | 0.02557 | 0.02792 | 0.0291 | 0.02848 | 0.02863 | 0.02907 | 0.02867 | 0.02796 | 0.02737 | 0.02702 | 0.02677 | 0.02776 | 0.031 | 0.03075 | 0.02942 | 0.02959 | 0.02834 | 0.02709 | 0.02617
2015-01-03 | 0.02658 | 0.02577 | 0.02527 | 0.02523 | 0.0254 | 0.02573 | 0.02688 | 0.02819 | 0.02986 | 0.02968 | 0.0306 | 0.02973 | 0.02849 | 0.02781 | 0.02709 | 0.02696 | 0.02795 | 0.03033 | 0.02985 | 0.02917 | 0.02811 | 0.02703 | 0.0249 | 0.02197
2015-01-04 | 0.02252 | 0.01828 | 0.0139 | 0.01342 | 0.01274 | 0.01373 | 0.01671 | 0.02083 | 0.02244 | 0.0229 | 0.02341 | 0.0238 | 0.0236 | 0.02322 | 0.02332 | 0.0237 | 0.02472 | 0.02758 | 0.02769 | 0.02751 | 0.02728 | 0.02633 | 0.02493 | 0.02284
2015-01-05 | 0.02178 | 0.02171 | 0.02149 | 0.02226 | 0.02322 | 0.02552 | 0.02929 | 0.03106 | 0.02998 | 0.03042 | 0.03086 | 0.03033 | 0.02986 | 0.029 | 0.02877 | 0.02843 | 0.03046 | 0.04593 | 0.04329 | 0.0414 | 0.03955 | 0.03483 | 0.0296 | 0.02757
2015-01-06 | 0.02905 | 0.02911 | 0.0289 | 0.02897 | 0.02921 | 0.0303 | 0.04086 | 0.04128 | 0.03857 | 0.03639 | 0.03634 | 0.03523 | 0.03351 | 0.03239 | 0.03122 | 0.03114 | 0.03207 | 0.04272 | 0.04082 | 0.03673 | 0.03559 | 0.03173 | 0.03033 | 0.02905
2015-01-07 | 0.0296 | 0.02913 | 0.02935 | 0.02907 | 0.02951 | 0.03181 | 0.04872 | 0.055 | 0.05056 | 0.04636 | 0.05099 | 0.04366 | 0.0413 | 0.03642 | 0.03477 | 0.03583 | 0.03857 | 0.06268 | 0.08221 | 0.08454 | 0.06849 | 0.05856 | 0.044 | 0.03693
2015-01-08 | 0.03496 | 0.034 | 0.03455 | 0.03566 | 0.03874 | 0.05242 | 0.07076 | 0.09692 | 0.08082 | 0.0666 | 0.05507 | 0.05184 | 0.04233 | 0.03925 | 0.03726 | 0.03689 | 0.04102 | 0.05994 | 0.06199 | 0.05536 | 0.04809 | 0.04419 | 0.03418 | 0.0313
2015-01-09 | 0.03151 | 0.0309 | 0.03055 | 0.03054 | 0.03105 | 0.03592 | 0.05276 | 0.069 | 0.06164 | 0.05839 | 0.05622 | 0.04678 | 0.0398 | 0.03623 | 0.03579 | 0.03512 | 0.03699 | 0.07748 | 0.07291 | 0.06326 | 0.06155 | 0.04868 | 0.04415 | 0.03548
2015-01-10 | 0.03585 | 0.03428 | 0.03394 | 0.03391 | 0.03435 | 0.03543 | 0.04105 | 0.04688 | 0.05769 | 0.05655 | 0.04944 | 0.04308 | 0.03797 | 0.03439 | 0.03268 | 0.0324 | 0.03653 | 0.05026 | 0.04565 | 0.04853 | 0.04637 | 0.04157 | 0.03982 | 0.03291
2015-01-11 | 0.03102 | 0.03094 | 0.03054 | 0.03 | 0.02945 | 0.0293 | 0.03 | 0.0326 | 0.03224 | 0.03196 | 0.03065 | 0.02991 | 0.02917 | 0.02862 | 0.02811 | 0.02815 | 0.02909 | 0.03214 | 0.03306 | 0.03201 | 0.03141 | 0.02998 | 0.02924 | 0.02776
2015-01-12 | 0.02928 | 0.02893 | 0.02886 | 0.02843 | 0.02909 | 0.03008 | 0.03588 | 0.04365 | 0.03947 | 0.0418 | 0.04157 | 0.04082 | 0.03743 | 0.03595 | 0.03508 | 0.03507 | 0.03599 | 0.04569 | 0.04542 | 0.04321 | 0.04025 | 0.03623 | 0.03275 | 0.03009
2015-01-13 | 0.02928 | 0.02868 | 0.02879 | 0.02868 | 0.02931 | 0.03171 | 0.04133 | 0.04437 | 0.04432 | 0.04396 | 0.04421 | 0.04346 | 0.04092 | 0.03928 | 0.03853 | 0.03836 | 0.04061 | 0.05929 | 0.06083 | 0.05436 | 0.04668 | 0.04323 | 0.0391 | 0.03507
2015-01-14 | 0.03568 | 0.03354 | 0.03319 | 0.03301 | 0.03397 | 0.03593 | 0.05158 | 0.07267 | 0.0514 | 0.04665 | 0.04712 | 0.0449 | 0.04122 | 0.0383 | 0.03704 | 0.03717 | 0.03948 | 0.05723 | 0.06195 | 0.05125 | 0.04605 | 0.04239 | 0.03642 | 0.03503
2015-01-15 | 0.03454 | 0.03323 | 0.03301 | 0.03281 | 0.03403 | 0.03847 | 0.06935 | 0.07386 | 0.05374 | 0.05786 | 0.05238 | 0.04628 | 0.03917 | 0.03738 | 0.03606 | 0.03566 | 0.03786 | 0.05378 | 0.05206 | 0.04792 | 0.04463 | 0.03924 | 0.03362 | 0.02963
2015-01-16 | 0.02889 | 0.02834 | 0.02834 | 0.02842 | 0.02882 | 0.03052 | 0.0409 | 0.05323 | 0.04265 | 0.04322 | 0.04195 | 0.0411 | 0.03798 | 0.03537 | 0.03366 | 0.03331 | 0.03353 | 0.04144 | 0.04387 | 0.04134 | 0.0413 | 0.03829 | 0.03229 | 0.03017
2015-01-17 | 0.03064 | 0.0296 | 0.02952 | 0.02891 | 0.02881 | 0.03006 | 0.03352 | 0.0343 | 0.03628 | 0.03695 | 0.03686 | 0.03231 | 0.02992 | 0.02871 | 0.02809 | 0.02786 | 0.02904 | 0.03443 | 0.0363 | 0.03345 | 0.03226 | 0.03003 | 0.02818 | 0.02708
2015-01-18 | 0.02645 | 0.02598 | 0.02548 | 0.02512 | 0.02512 | 0.02534 | 0.02568 | 0.0264 | 0.02696 | 0.02771 | 0.02757 | 0.02735 | 0.02728 | 0.02724 | 0.02705 | 0.02707 | 0.02778 | 0.03084 | 0.03113 | 0.0301 | 0.02981 | 0.02858 | 0.0271 | 0.02654
2015-01-19 | 0.02568 | 0.02528 | 0.02497 | 0.0249 | 0.02547 | 0.02667 | 0.02853 | 0.02982 | 0.03057 | 0.03146 | 0.03124 | 0.02932 | 0.02868 | 0.02839 | 0.02819 | 0.02808 | 0.02903 | 0.03342 | 0.03698 | 0.03406 | 0.03272 | 0.02991 | 0.0278 | 0.02673
2015-01-20 | 0.02581 | 0.02561 | 0.02531 | 0.02515 | 0.0258 | 0.02738 | 0.02842 | 0.0356 | 0.03318 | 0.03264 | 0.0321 | 0.02948 | 0.02856 | 0.02862 | 0.02894 | 0.02862 | 0.0294 | 0.03375 | 0.03483 | 0.03445 | 0.03327 | 0.03083 | 0.02843 | 0.02663
2015-01-21 | 0.02612 | 0.02552 | 0.02548 | 0.02562 | 0.02593 | 0.02758 | 0.03327 | 0.03973 | 0.03572 | 0.03552 | 0.03511 | 0.03266 | 0.03079 | 0.0301 | 0.02924 | 0.02924 | 0.03054 | 0.03874 | 0.0397 | 0.03538 | 0.03485 | 0.03017 | 0.02824 | 0.02671
2015-01-22 | 0.02629 | 0.02618 | 0.02601 | 0.02604 | 0.02623 | 0.028 | 0.03378 | 0.03867 | 0.03379 | 0.03226 | 0.03214 | 0.03079 | 0.02992 | 0.02961 | 0.02927 | 0.02912 | 0.02987 | 0.03803 | 0.03806 | 0.03735 | 0.03546 | 0.03296 | 0.02886 | 0.02733
2015-01-23 | 0.02652 | 0.02607 | 0.0258 | 0.02579 | 0.02653 | 0.02811 | 0.03489 | 0.04542 | 0.03427 | 0.03326 | 0.03302 | 0.03113 | 0.02965 | 0.02892 | 0.02835 | 0.02808 | 0.02864 | 0.03217 | 0.03195 | 0.0319 | 0.03022 | 0.02898 | 0.02765 | 0.026
2015-01-24 | 0.02764 | 0.02699 | 0.02689 | 0.0267 | 0.02671 | 0.0271 | 0.02816 | 0.02992 | 0.03377 | 0.03651 | 0.03636 | 0.03495 | 0.03032 | 0.02906 | 0.0281 | 0.02791 | 0.02871 | 0.0336 | 0.03243 | 0.0307 | 0.02989 | 0.02857 | 0.02748 | 0.02627
2015-01-25 | 0.02684 | 0.02644 | 0.0261 | 0.02605 | 0.02617 | 0.0268 | 0.02685 | 0.02743 | 0.02857 | 0.02914 | 0.02925 | 0.029 | 0.02844 | 0.02801 | 0.02773 | 0.02766 | 0.02855 | 0.03472 | 0.03616 | 0.03559 | 0.03333 | 0.03131 | 0.0291 | 0.02748
2015-01-26 | 0.02643 | 0.02588 | 0.02577 | 0.0258 | 0.02625 | 0.02793 | 0.03191 | 0.03914 | 0.03927 | 0.04068 | 0.03904 | 0.03664 | 0.03459 | 0.03319 | 0.0325 | 0.03193 | 0.03432 | 0.04593 | 0.05127 | 0.04314 | 0.04048 | 0.03571 | 0.03103 | 0.02859
2015-01-27 | 0.02843 | 0.02808 | 0.02823 | 0.02833 | 0.02887 | 0.02966 | 0.034 | 0.04322 | 0.03721 | 0.04051 | 0.04393 | 0.04038 | 0.03457 | 0.03385 | 0.03244 | 0.03129 | 0.03243 | 0.0457 | 0.05702 | 0.04721 | 0.0428 | 0.03514 | 0.03192 | 0.02933
2015-01-28 | 0.02941 | 0.02929 | 0.02933 | 0.02932 | 0.02982 | 0.03225 | 0.0517 | 0.06664 | 0.04604 | 0.03837 | 0.03427 | 0.03245 | 0.03177 | 0.03056 | 0.02991 | 0.02964 | 0.03061 | 0.03768 | 0.03978 | 0.03655 | 0.03476 | 0.03246 | 0.03038 | 0.02849
2015-01-29 | 0.0282 | 0.02775 | 0.0277 | 0.02776 | 0.0284 | 0.02927 | 0.04486 | 0.05158 | 0.03509 | 0.03306 | 0.03327 | 0.03126 | 0.02961 | 0.02888 | 0.02854 | 0.02843 | 0.02888 | 0.03078 | 0.03272 | 0.03199 | 0.03037 | 0.02923 | 0.02809 | 0.02655
2015-01-30 | 0.02545 | 0.02548 | 0.02516 | 0.02556 | 0.02644 | 0.0272 | 0.02982 | 0.0362 | 0.03483 | 0.03485 | 0.03755 | 0.03568 | 0.0326 | 0.03201 | 0.03123 | 0.03074 | 0.03139 | 0.04214 | 0.05199 | 0.04678 | 0.0417 | 0.0357 | 0.03213 | 0.02836
2015-01-31 | 0.03157 | 0.03123 | 0.03021 | 0.02959 | 0.02981 | 0.03135 | 0.0342 | 0.03827 | 0.03897 | 0.03841 | 0.03607 | 0.03403 | 0.03118 | 0.02978 | 0.02848 | 0.02829 | 0.02853 | 0.03353 | 0.03358 | 0.0328 | 0.03235 | 0.03152 | 0.03014 | 0.02816
2015-02-01 | 0.03019 | 0.02948 | 0.02886 | 0.0289 | 0.02925 | 0.02959 | 0.0303 | 0.03129 | 0.0322 | 0.03233 | 0.03218 | 0.0309 | 0.03037 | 0.02996 | 0.0292 | 0.02845 | 0.03013 | 0.0341 | 0.03345 | 0.03256 | 0.0315 | 0.03048 | 0.02941 | 0.0273
2015-02-02 | 0.02525 | 0.024653 | 0.024298 | 0.024537 | 0.024839 | 0.026349 | 0.031244 | 0.038486 | 0.038784 | 0.039963 | 0.039927 | 0.040096 | 0.037635 | 0.035401 | 0.03406 | 0.033699 | 0.043105 | 0.052101 | 0.076153 | 0.068105 | 0.060464 | 0.045667 | 0.039061 | 0.031705
2015-02-03 | 0.02858 | 0.02841 | 0.02824 | 0.02861 | 0.02912 | 0.03243 | 0.04824 | 0.06728 | 0.04643 | 0.03776 | 0.03842 | 0.03644 | 0.03543 | 0.03721 | 0.03256 | 0.03148 | 0.0308 | 0.03612 | 0.04158 | 0.04015 | 0.03818 | 0.0319 | 0.02976 | 0.02682
2015-02-04 | 0.02629 | 0.02597 | 0.02562 | 0.02551 | 0.02603 | 0.02777 | 0.0323 | 0.03566 | 0.0339 | 0.03407 | 0.03351 | 0.03126 | 0.03029 | 0.02971 | 0.02872 | 0.02809 | 0.02895 | 0.03143 | 0.03504 | 0.03407 | 0.03185 | 0.0303 | 0.02761 | 0.02607
2015-02-05 | 0.02651 | 0.02611 | 0.02608 | 0.02641 | 0.02716 | 0.02879 | 0.03376 | 0.03903 | 0.03967 | 0.04344 | 0.043 | 0.043 | 0.04127 | 0.03915 | 0.03724 | 0.036 | 0.03758 | 0.04546 | 0.05914 | 0.05637 | 0.05692 | 0.04257 | 0.03653 | 0.03101
2015-02-06 | 0.03047 | 0.02981 | 0.02958 | 0.02962 | 0.03008 | 0.0331 | 0.05807 | 0.06412 | 0.0397 | 0.03457 | 0.03417 | 0.03304 | 0.03211 | 0.03143 | 0.03015 | 0.02957 | 0.03032 | 0.03145 | 0.03271 | 0.03207 | 0.03159 | 0.03092 | 0.02918 | 0.02681
2015-02-07 | 0.02718 | 0.02618 | 0.02602 | 0.02625 | 0.02601 | 0.02768 | 0.03007 | 0.02973 | 0.03101 | 0.03052 | 0.02959 | 0.02782 | 0.02631 | 0.02584 | 0.02549 | 0.02537 | 0.02551 | 0.02692 | 0.02973 | 0.0289 | 0.0278 | 0.02659 | 0.0253 | 0.02435
2015-02-08 | 0.02291 | 0.02219 | 0.02174 | 0.02128 | 0.02112 | 0.02191 | 0.02264 | 0.023 | 0.02459 | 0.02512 | 0.02504 | 0.02442 | 0.02429 | 0.02449 | 0.02387 | 0.02376 | 0.02439 | 0.02612 | 0.02686 | 0.02646 | 0.02605 | 0.02545 | 0.02452 | 0.02275
2015-02-09 | 0.02106 | 0.01983 | 0.02059 | 0.02075 | 0.02148 | 0.02409 | 0.02775 | 0.0289 | 0.0296 | 0.03036 | 0.03068 | 0.03038 | 0.03163 | 0.03164 | 0.03099 | 0.02925 | 0.02929 | 0.0306 | 0.03642 | 0.03626 | 0.03247 | 0.03078 | 0.02775 | 0.02628
2015-02-10 | 0.02703 | 0.02648 | 0.02645 | 0.02649 | 0.02701 | 0.02895 | 0.03595 | 0.04194 | 0.0405 | 0.04081 | 0.04 | 0.03632 | 0.03349 | 0.03286 | 0.03196 | 0.03123 | 0.03167 | 0.03793 | 0.04864 | 0.04066 | 0.04045 | 0.03355 | 0.03024 | 0.0281
2015-02-11 | 0.0284 | 0.02793 | 0.02873 | 0.02847 | 0.02959 | 0.03073 | 0.04262 | 0.05251 | 0.04237 | 0.04317 | 0.03834 | 0.03484 | 0.03312 | 0.03256 | 0.03192 | 0.03139 | 0.03193 | 0.03357 | 0.03715 | 0.03612 | 0.03479 | 0.03262 | 0.03031 | 0.02863
2015-02-12 | 0.03073 | 0.03038 | 0.03 | 0.02981 | 0.03056 | 0.03198 | 0.03792 | 0.03921 | 0.04162 | 0.04556 | 0.04305 | 0.04175 | 0.03968 | 0.03774 | 0.03698 | 0.03616 | 0.03661 | 0.03735 | 0.05572 | 0.05821 | 0.05577 | 0.0466 | 0.03632 | 0.03385
2015-02-13 | 0.03204 | 0.03164 | 0.03164 | 0.03147 | 0.03248 | 0.03743 | 0.05481 | 0.07973 | 0.06186 | 0.05414 | 0.04924 | 0.0444 | 0.0402 | 0.03689 | 0.03556 | 0.0349 | 0.0354 | 0.03945 | 0.05621 | 0.0437 | 0.04058 | 0.03591 | 0.03389 | 0.03293
2015-02-14 | 0.029849 | 0.029806 | 0.029058 | 0.028804 | 0.028964 | 0.02914 | 0.031129 | 0.033245 | 0.03513 | 0.034806 | 0.033815 | 0.031948 | 0.031444 | 0.030394 | 0.029894 | 0.029902 | 0.030165 | 0.033279 | 0.041299 | 0.037966 | 0.035062 | 0.034008 | 0.032699 | 0.030601
2015-02-15 | 0.02889 | 0.02929 | 0.02963 | 0.02913 | 0.02998 | 0.03173 | 0.0358 | 0.03862 | 0.04164 | 0.04329 | 0.04501 | 0.04249 | 0.04321 | 0.04126 | 0.03764 | 0.03852 | 0.03831 | 0.04657 | 0.06362 | 0.06682 | 0.06244 | 0.04823 | 0.047 | 0.03691
2015-02-16 | 0.03857 | 0.03773 | 0.03844 | 0.03815 | 0.04005 | 0.04288 | 0.05558 | 0.08263 | 0.07664 | 0.06221 | 0.06867 | 0.06321 | 0.05163 | 0.0489 | 0.04485 | 0.04244 | 0.04093 | 0.05418 | 0.08073 | 0.07875 | 0.06074 | 0.05275 | 0.04975 | 0.0375
2015-02-17 | 0.03332 | 0.03141 | 0.03291 | 0.03353 | 0.03573 | 0.04023 | 0.05167 | 0.06258 | 0.06467 | 0.06292 | 0.06255 | 0.05241 | 0.05162 | 0.04286 | 0.04051 | 0.03899 | 0.04024 | 0.04548 | 0.06844 | 0.06603 | 0.05211 | 0.04616 | 0.03846 | 0.03206
2015-02-18 | 0.03766 | 0.03501 | 0.03509 | 0.03782 | 0.03936 | 0.04778 | 0.06894 | 0.07378 | 0.07316 | 0.06565 | 0.06319 | 0.05628 | 0.04893 | 0.04689 | 0.04433 | 0.0449 | 0.04756 | 0.05639 | 0.12248 | 0.11561 | 0.09939 | 0.06318 | 0.059 | 0.05339
2015-02-19 | 0.05539 | 0.05398 | 0.05516 | 0.05574 | 0.05919 | 0.12577 | 0.15709 | 0.23792 | 0.21272 | 0.1924 | 0.23079 | 0.21399 | 0.15318 | 0.14057 | 0.12649 | 0.12996 | 0.15873 | 0.17572 | 0.34298 | 0.31543 | 0.24967 | 0.18124 | 0.15 | 0.12171
2015-02-20 | 0.06997 | 0.06866 | 0.06651 | 0.06741 | 0.07141 | 0.07951 | 0.18965 | 0.23609 | 0.18904 | 0.11841 | 0.11071 | 0.10383 | 0.07857 | 0.06247 | 0.05182 | 0.04781 | 0.05116 | 0.05638 | 0.07672 | 0.09043 | 0.06174 | 0.05188 | 0.04875 | 0.03831
2015-02-21 | 0.08748 | 0.06097 | 0.05924 | 0.0544 | 0.05575 | 0.06197 | 0.06711 | 0.07327 | 0.09998 | 0.09982 | 0.08381 | 0.06681 | 0.05758 | 0.05172 | 0.04377 | 0.04289 | 0.0443 | 0.05093 | 0.06667 | 0.05265 | 0.04578 | 0.0388 | 0.03515 | 0.0306
2015-02-22 | 0.03059 | 0.02961 | 0.02903 | 0.028 | 0.028 | 0.02907 | 0.02963 | 0.02989 | 0.03225 | 0.03387 | 0.03353 | 0.0337 | 0.034 | 0.03301 | 0.03235 | 0.03154 | 0.03264 | 0.03479 | 0.06572 | 0.07554 | 0.05145 | 0.04046 | 0.03511 | 0.03275
2015-02-23 | 0.04054 | 0.03636 | 0.0386 | 0.04375 | 0.05195 | 0.07474 | 0.11071 | 0.1457 | 0.14399 | 0.15044 | 0.18967 | 0.16498 | 0.15355 | 0.13803 | 0.12094 | 0.12308 | 0.12158 | 0.12869 | 0.25533 | 0.24319 | 0.20296 | 0.12179 | 0.10597 | 0.0896
2015-02-24 | 0.05502 | 0.05118 | 0.05026 | 0.05384 | 0.05951 | 0.06557 | 0.09174 | 0.10263 | 0.09496 | 0.0842 | 0.08234 | 0.07018 | 0.05517 | 0.05043 | 0.04399 | 0.04329 | 0.04525 | 0.04753 | 0.06328 | 0.07317 | 0.06378 | 0.05162 | 0.04101 | 0.03618
2015-02-25 | 0.03704 | 0.03511 | 0.03719 | 0.03475 | 0.03647 | 0.04306 | 0.05632 | 0.08018 | 0.07799 | 0.07509 | 0.07481 | 0.0713 | 0.0658 | 0.05157 | 0.04922 | 0.04879 | 0.05128 | 0.06544 | 0.09989 | 0.08503 | 0.08608 | 0.06647 | 0.04266 | 0.03725
2015-02-26 | 0.03764 | 0.03585 | 0.03539 | 0.03555 | 0.03647 | 0.04268 | 0.06155 | 0.06983 | 0.07845 | 0.07542 | 0.0736 | 0.06805 | 0.05983 | 0.05681 | 0.0485 | 0.04669 | 0.05733 | 0.07048 | 0.08507 | 0.10468 | 0.0745 | 0.06587 | 0.06694 | 0.04627
2015-02-27 | 0.03918 | 0.03648 | 0.03537 | 0.03623 | 0.04135 | 0.05097 | 0.09386 | 0.10019 | 0.09845 | 0.08328 | 0.0744 | 0.06712 | 0.06787 | 0.06645 | 0.05116 | 0.04785 | 0.05616 | 0.05751 | 0.09326 | 0.10761 | 0.08863 | 0.07462 | 0.08096 | 0.06508
2015-02-28 | 0.08052 | 0.06062 | 0.0476 | 0.04774 | 0.04384 | 0.04546 | 0.05154 | 0.05646 | 0.07953 | 0.07945 | 0.06696 | 0.0596 | 0.0511 | 0.03926 | 0.03559 | 0.03508 | 0.03664 | 0.04431 | 0.0617 | 0.06019 | 0.05021 | 0.04373 | 0.03864 | 0.03515
2015-03-01 | 0.03674 | 0.03262 | 0.03177 | 0.03072 | 0.02882 | 0.03017 | 0.03 | 0.02965 | 0.0328 | 0.0358 | 0.0346 | 0.03294 | 0.03154 | 0.03008 | 0.02897 | 0.02858 | 0.02952 | 0.03108 | 0.03597 | 0.0347 | 0.03135 | 0.02949 | 0.02716 | 0.02589
2015-03-02 | 0.02582 | 0.02519 | 0.0246 | 0.02488 | 0.02566 | 0.02744 | 0.02982 | 0.03569 | 0.03615 | 0.0415 | 0.04867 | 0.0448 | 0.04188 | 0.03767 | 0.03429 | 0.03347 | 0.03245 | 0.0369 | 0.06701 | 0.0686 | 0.06957 | 0.0523 | 0.03851 | 0.02929
2015-03-03 | 0.03291 | 0.03102 | 0.03058 | 0.0303 | 0.03005 | 0.03398 | 0.04904 | 0.04968 | 0.04539 | 0.04482 | 0.04505 | 0.04498 | 0.04255 | 0.04147 | 0.03931 | 0.03912 | 0.04069 | 0.04192 | 0.04474 | 0.04441 | 0.04273 | 0.04113 | 0.0379 | 0.03563
2015-03-04 | 0.0266 | 0.02557 | 0.02514 | 0.02483 | 0.02529 | 0.02672 | 0.03187 | 0.03512 | 0.03593 | 0.03914 | 0.04166 | 0.04044 | 0.03559 | 0.03434 | 0.03272 | 0.03211 | 0.03357 | 0.04139 | 0.05786 | 0.05566 | 0.05037 | 0.04207 | 0.03239 | 0.02865
2015-03-05 | 0.03166 | 0.03 | 0.03001 | 0.03022 | 0.03262 | 0.03816 | 0.071 | 0.08224 | 0.09317 | 0.10554 | 0.12786 | 0.11406 | 0.10678 | 0.09997 | 0.09023 | 0.07833 | 0.08003 | 0.09945 | 0.14168 | 0.15773 | 0.11968 | 0.10992 | 0.09274 | 0.0785
2015-03-06 | 0.07424 | 0.06058 | 0.06325 | 0.06588 | 0.07569 | 0.09568 | 0.1684 | 0.1914 | 0.15051 | 0.12011 | 0.10627 | 0.09044 | 0.06908 | 0.06428 | 0.0594 | 0.05343 | 0.05627 | 0.06353 | 0.09534 | 0.0917 | 0.07815 | 0.06535 | 0.05483 | 0.04139
2015-03-07 | 0.001 | 0.001 | 0.001 | 0.001 | 0.001 | 0.001 | 0.001 | 0.001 | 0.001 | 0.001 | 0.001 | 0.001 | 0.001 | 0.001 | 0.001 | 0.001 | 0.001 | 0.001 | 0.001 | 0.001 | 0.001 | 0.001 | 0.001 | 0.001
2015-03-08 | 0.02828 | 0.02735 | 0.001 | 0.027 | 0.02709 | 0.02773 | 0.02848 | 0.02912 | 0.03007 | 0.03109 | 0.02995 | 0.02939 | 0.02885 | 0.02822 | 0.02768 | 0.02716 | 0.02749 | 0.02859 | 0.03086 | 0.04519 | 0.05302 | 0.03305 | 0.02951 | 0.02834
2015-03-09 | 0.02701 | 0.02657 | 0.02678 | 0.02678 | 0.02769 | 0.02911 | 0.03802 | 0.0558 | 0.05139 | 0.0536 | 0.05787 | 0.04371 | 0.03833 | 0.03535 | 0.03399 | 0.03346 | 0.03064 | 0.03136 | 0.03352 | 0.0463 | 0.04436 | 0.03465 | 0.03043 | 0.02836
2015-03-10 | 0.02578 | 0.02506 | 0.02503 | 0.02497 | 0.02548 | 0.0267 | 0.03744 | 0.047 | 0.03875 | 0.03778 | 0.03808 | 0.03544 | 0.03328 | 0.03152 | 0.03024 | 0.02966 | 0.0304 | 0.03123 | 0.03256 | 0.04083 | 0.03793 | 0.02929 | 0.02725 | 0.02539
2015-03-11 | 0.02441 | 0.02286 | 0.02243 | 0.02242 | 0.02291 | 0.02534 | 0.03378 | 0.04074 | 0.03422 | 0.03463 | 0.03438 | 0.03363 | 0.03124 | 0.02986 | 0.02886 | 0.02801 | 0.02824 | 0.02889 | 0.0306 | 0.03851 | 0.03634 | 0.02995 | 0.02683 | 0.02511
2015-03-12 | 0.02529 | 0.0245 | 0.02429 | 0.02437 | 0.02527 | 0.02766 | 0.04636 | 0.0579 | 0.04242 | 0.03984 | 0.03796 | 0.03418 | 0.03217 | 0.03072 | 0.02942 | 0.02856 | 0.0289 | 0.02966 | 0.03127 | 0.04284 | 0.03841 | 0.03214 | 0.02878 | 0.02686
2015-03-13 | 0.026191 | 0.025579 | 0.025576 | 0.025842 | 0.026932 | 0.029661 | 0.052331 | 0.067222 | 0.043745 | 0.0416 | 0.038502 | 0.036086 | 0.034609 | 0.032677 | 0.030933 | 0.029341 | 0.029387 | 0.029316 | 0.029676 | 0.037151 | 0.034169 | 0.030549 | 0.027824 | 0.025531
2015-03-14 | 0.02568 | 0.02541 | 0.02413 | 0.02314 | 0.02315 | 0.02384 | 0.02499 | 0.027 | 0.02903 | 0.03098 | 0.0307 | 0.03009 | 0.02863 | 0.02725 | 0.02644 | 0.02577 | 0.02589 | 0.02615 | 0.02705 | 0.02904 | 0.02881 | 0.02778 | 0.02615 | 0.02335
2015-03-15 | 0.02431 | 0.02259 | 0.02155 | 0.02209 | 0.02268 | 0.02401 | 0.02484 | 0.02622 | 0.02712 | 0.02877 | 0.02887 | 0.0279 | 0.02739 | 0.02656 | 0.02621 | 0.02607 | 0.02651 | 0.02735 | 0.02982 | 0.04337 | 0.03549 | 0.03002 | 0.02709 | 0.0263
2015-03-16 | 0.02556 | 0.02495 | 0.02432 | 0.02481 | 0.02536 | 0.02749 | 0.04136 | 0.05405 | 0.04219 | 0.04336 | 0.04009 | 0.03741 | 0.03447 | 0.03222 | 0.03054 | 0.0293 | 0.02954 | 0.02917 | 0.03049 | 0.03848 | 0.03557 | 0.02953 | 0.02616 | 0.02519
2015-03-17 | 0.02169 | 0.02035 | 0.01994 | 0.01981 | 0.02164 | 0.02542 | 0.03411 | 0.03661 | 0.03374 | 0.03385 | 0.03519 | 0.03515 | 0.03424 | 0.03245 | 0.0304 | 0.02977 | 0.03129 | 0.03274 | 0.03534 | 0.05057 | 0.04848 | 0.03753 | 0.02901 | 0.02814
2015-03-18 | 0.02887 | 0.02777 | 0.02754 | 0.02765 | 0.02897 | 0.03538 | 0.07817 | 0.10047 | 0.06661 | 0.0575 | 0.05191 | 0.04863 | 0.04291 | 0.0372 | 0.03335 | 0.03216 | 0.03231 | 0.03361 | 0.03861 | 0.05925 | 0.05518 | 0.04229 | 0.03275 | 0.03057
2015-03-19 | 0.02851 | 0.02788 | 0.02763 | 0.02804 | 0.02884 | 0.03324 | 0.07374 | 0.10351 | 0.0637 | 0.05904 | 0.05661 | 0.04811 | 0.04339 | 0.04049 | 0.03685 | 0.03543 | 0.03314 | 0.03464 | 0.03792 | 0.0547 | 0.05089 | 0.04297 | 0.0325 | 0.02989
2015-03-20 | 0.030688 | 0.029728 | 0.029525 | 0.029432 | 0.029096 | 0.032627 | 0.055309 | 0.067274 | 0.060735 | 0.06435 | 0.058607 | 0.053047 | 0.047375 | 0.04471 | 0.042541 | 0.041169 | 0.034575 | 0.033926 | 0.035486 | 0.042374 | 0.039555 | 0.033791 | 0.030151 | 0.027593
2015-03-21 | 0.02849 | 0.02766 | 0.02701 | 0.02651 | 0.02714 | 0.02817 | 0.0293 | 0.03179 | 0.03339 | 0.03537 | 0.03402 | 0.03131 | 0.02986 | 0.02885 | 0.02744 | 0.02673 | 0.02661 | 0.02697 | 0.02833 | 0.03122 | 0.03211 | 0.03021 | 0.0282 | 0.02607
2015-03-22 | 0.02591 | 0.02574 | 0.02542 | 0.0254 | 0.02552 | 0.02611 | 0.02813 | 0.02929 | 0.03077 | 0.03255 | 0.03245 | 0.03146 | 0.03004 | 0.0294 | 0.02886 | 0.02849 | 0.02869 | 0.02941 | 0.03184 | 0.04904 | 0.05199 | 0.04128 | 0.03162 | 0.02963
2015-03-23 | 0.028646 | 0.028274 | 0.027749 | 0.028246 | 0.029307 | 0.036004 | 0.067129 | 0.096056 | 0.070879 | 0.06538 | 0.057124 | 0.053539 | 0.049442 | 0.048431 | 0.043207 | 0.040528 | 0.034178 | 0.03717 | 0.037571 | 0.060478 | 0.062145 | 0.044764 | 0.035883 | 0.030873
2015-03-24 | 0.0301 | 0.02926 | 0.02885 | 0.02925 | 0.0296 | 0.0353 | 0.0679 | 0.09034 | 0.05245 | 0.04717 | 0.04516 | 0.04035 | 0.03735 | 0.03568 | 0.03289 | 0.03176 | 0.03133 | 0.03149 | 0.03239 | 0.05032 | 0.04193 | 0.03342 | 0.03017 | 0.02838
2015-03-25 | 0.02792 | 0.02749 | 0.02698 | 0.02737 | 0.02775 | 0.03051 | 0.0415 | 0.0503 | 0.0409 | 0.03912 | 0.03788 | 0.0347 | 0.03457 | 0.03334 | 0.03218 | 0.03174 | 0.03195 | 0.03151 | 0.03177 | 0.03746 | 0.03746 | 0.0319 | 0.0287 | 0.02688
2015-03-26 | 0.02639 | 0.02574 | 0.02521 | 0.02505 | 0.02619 | 0.02863 | 0.03562 | 0.04222 | 0.03904 | 0.04043 | 0.04023 | 0.03729 | 0.03556 | 0.03495 | 0.03275 | 0.03205 | 0.03188 | 0.03112 | 0.03157 | 0.03786 | 0.03717 | 0.03283 | 0.02834 | 0.02708
2015-03-27 | 0.02671 | 0.02633 | 0.02597 | 0.02611 | 0.02658 | 0.02932 | 0.04325 | 0.05028 | 0.04443 | 0.04585 | 0.04772 | 0.04656 | 0.04332 | 0.03945 | 0.03654 | 0.03374 | 0.03238 | 0.03251 | 0.03402 | 0.048 | 0.04599 | 0.04056 | 0.035 | 0.03028
2015-03-28 | 0.0323 | 0.03225 | 0.03114 | 0.03079 | 0.03161 | 0.03364 | 0.03751 | 0.04085 | 0.05238 | 0.05649 | 0.05674 | 0.04892 | 0.03757 | 0.03403 | 0.0331 | 0.03174 | 0.032 | 0.03248 | 0.03313 | 0.04815 | 0.05422 | 0.04117 | 0.03542 | 0.03177
2015-03-29 | 0.03486 | 0.03371 | 0.03198 | 0.03196 | 0.03203 | 0.03242 | 0.03593 | 0.03738 | 0.04014 | 0.03679 | 0.0348 | 0.03175 | 0.03093 | 0.03016 | 0.02903 | 0.0278 | 0.02787 | 0.02862 | 0.02922 | 0.0347 | 0.03592 | 0.03175 | 0.02917 | 0.02837
2015-03-30 | 0.02762 | 0.02648 | 0.0262 | 0.02625 | 0.02745 | 0.02886 | 0.04024 | 0.04725 | 0.03872 | 0.03873 | 0.03709 | 0.03583 | 0.03328 | 0.03212 | 0.03041 | 0.02945 | 0.02915 | 0.02919 | 0.02948 | 0.0366 | 0.03762 | 0.03228 | 0.02861 | 0.0271
2015-03-31 | 0.02602 | 0.02522 | 0.025 | 0.02487 | 0.02596 | 0.02835 | 0.04141 | 0.04494 | 0.03746 | 0.03789 | 0.03796 | 0.03616 | 0.0342 | 0.03248 | 0.03121 | 0.03033 | 0.03015 | 0.03048 | 0.03087 | 0.04357 | 0.0483 | 0.03235 | 0.02863 | 0.02683
2015-04-01 | 0.02547 | 0.02473 | 0.02448 | 0.02476 | 0.0256 | 0.02884 | 0.04253 | 0.04494 | 0.03721 | 0.03614 | 0.03593 | 0.03576 | 0.03297 | 0.03237 | 0.03116 | 0.02999 | 0.02931 | 0.02979 | 0.02984 | 0.03645 | 0.0386 | 0.03144 | 0.02876 | 0.02586
2015-04-02 | 0.02425 | 0.02369 | 0.02332 | 0.02315 | 0.0246 | 0.02829 | 0.03874 | 0.04187 | 0.0335 | 0.03202 | 0.03226 | 0.03118 | 0.03048 | 0.03023 | 0.02937 | 0.02856 | 0.02815 | 0.02864 | 0.02814 | 0.03367 | 0.03531 | 0.02968 | 0.02674 | 0.02459
2015-04-03 | 0.02235 | 0.02174 | 0.02036 | 0.01995 | 0.0207 | 0.02349 | 0.02834 | 0.0297 | 0.03077 | 0.03148 | 0.03198 | 0.03315 | 0.03174 | 0.03129 | 0.03059 | 0.02926 | 0.02887 | 0.02807 | 0.0278 | 0.03018 | 0.03113 | 0.02802 | 0.02601 | 0.02377
2015-04-04 | 0.02437 | 0.02261 | 0.02269 | 0.02261 | 0.02243 | 0.02285 | 0.02484 | 0.02625 | 0.02934 | 0.03115 | 0.03094 | 0.03016 | 0.02864 | 0.02755 | 0.02663 | 0.02631 | 0.02625 | 0.02663 | 0.02681 | 0.03389 | 0.03582 | 0.03267 | 0.02794 | 0.0264
2015-04-05 | 0.02399 | 0.02365 | 0.02273 | 0.02272 | 0.02221 | 0.02303 | 0.02408 | 0.02581 | 0.02777 | 0.02811 | 0.02697 | 0.02568 | 0.02525 | 0.02426 | 0.02365 | 0.02372 | 0.02369 | 0.02412 | 0.02454 | 0.0276 | 0.0292 | 0.02731 | 0.02546 | 0.02353
2015-04-06 | 0.0227 | 0.02185 | 0.021 | 0.02127 | 0.02289 | 0.02561 | 0.03396 | 0.03479 | 0.03275 | 0.03385 | 0.03546 | 0.03518 | 0.0353 | 0.03485 | 0.03332 | 0.03154 | 0.03128 | 0.03049 | 0.02965 | 0.03344 | 0.04726 | 0.03198 | 0.02706 | 0.02475
2015-04-07 | 0.0229 | 0.02253 | 0.02089 | 0.02078 | 0.0226 | 0.02496 | 0.03159 | 0.03276 | 0.03291 | 0.03763 | 0.04109 | 0.04059 | 0.04079 | 0.04064 | 0.03717 | 0.03537 | 0.03365 | 0.03205 | 0.03074 | 0.03653 | 0.048 | 0.03127 | 0.02683 | 0.02521
2015-04-08 | 0.02516 | 0.02344 | 0.02256 | 0.02279 | 0.02388 | 0.0265 | 0.03574 | 0.03472 | 0.03706 | 0.03992 | 0.04662 | 0.04644 | 0.04315 | 0.04464 | 0.04086 | 0.03736 | 0.03458 | 0.03354 | 0.03284 | 0.03734 | 0.04942 | 0.03424 | 0.0287 | 0.02575
2015-04-09 | 0.02552 | 0.0251 | 0.0242 | 0.02387 | 0.02497 | 0.0268 | 0.0367 | 0.03484 | 0.03458 | 0.03672 | 0.03951 | 0.03787 | 0.0376 | 0.03763 | 0.0366 | 0.0341 | 0.03504 | 0.03405 | 0.03152 | 0.04037 | 0.04554 | 0.03476 | 0.02757 | 0.02572
2015-04-10 | 0.02382 | 0.02196 | 0.02149 | 0.02147 | 0.02212 | 0.02451 | 0.03807 | 0.03165 | 0.03161 | 0.0314 | 0.0308 | 0.03059 | 0.03133 | 0.03141 | 0.03167 | 0.03048 | 0.03058 | 0.02931 | 0.0292 | 0.03391 | 0.03592 | 0.03126 | 0.02747 | 0.02588
2015-04-11 | 0.02649 | 0.02507 | 0.0241 | 0.02356 | 0.02524 | 0.02679 | 0.02851 | 0.0299 | 0.03417 | 0.03931 | 0.03939 | 0.03451 | 0.03282 | 0.0304 | 0.02912 | 0.02787 | 0.0278 | 0.02804 | 0.02858 | 0.03578 | 0.04319 | 0.03412 | 0.02839 | 0.0269
2015-04-12 | 0.02582 | 0.02538 | 0.02437 | 0.02425 | 0.02467 | 0.02548 | 0.02716 | 0.02746 | 0.02919 | 0.02989 | 0.02942 | 0.0279 | 0.02734 | 0.02659 | 0.02621 | 0.02609 | 0.02683 | 0.02697 | 0.02686 | 0.03299 | 0.04506 | 0.03244 | 0.02621 | 0.02569
2015-04-13 | 0.02549 | 0.0249 | 0.02453 | 0.02437 | 0.02512 | 0.02817 | 0.04228 | 0.03979 | 0.03767 | 0.03697 | 0.03859 | 0.03756 | 0.04105 | 0.0434 | 0.04232 | 0.04027 | 0.04101 | 0.03613 | 0.0328 | 0.04006 | 0.05198 | 0.03946 | 0.03114 | 0.02739
2015-04-14 | 0.02472 | 0.02404 | 0.02231 | 0.02314 | 0.02428 | 0.02601 | 0.04291 | 0.03938 | 0.03891 | 0.03993 | 0.04179 | 0.04055 | 0.03942 | 0.03936 | 0.03532 | 0.03378 | 0.03322 | 0.03235 | 0.03114 | 0.03644 | 0.04785 | 0.03306 | 0.02806 | 0.02553
2015-04-15 | 0.026574 | 0.026003 | 0.024949 | 0.025276 | 0.02631 | 0.029871 | 0.039991 | 0.038847 | 0.036673 | 0.036594 | 0.040743 | 0.03734 | 0.036853 | 0.037243 | 0.034857 | 0.033333 | 0.033482 | 0.033117 | 0.032576 | 0.03548 | 0.046741 | 0.033525 | 0.029592 | 0.02696
2015-04-16 | 0.02705 | 0.02629 | 0.02531 | 0.02542 | 0.02725 | 0.02899 | 0.04982 | 0.04605 | 0.03981 | 0.03992 | 0.04208 | 0.03939 | 0.04039 | 0.04139 | 0.037 | 0.03522 | 0.03556 | 0.03412 | 0.03327 | 0.0353 | 0.05431 | 0.037 | 0.03036 | 0.02767
2015-04-17 | 0.02752 | 0.02701 | 0.02558 | 0.02541 | 0.02673 | 0.02883 | 0.04067 | 0.0357 | 0.03528 | 0.03736 | 0.03886 | 0.03967 | 0.03885 | 0.03928 | 0.037 | 0.03773 | 0.03583 | 0.0334 | 0.03104 | 0.0321 | 0.0409 | 0.0326 | 0.02832 | 0.028
2015-04-18 | 0.02867 | 0.02877 | 0.02735 | 0.02688 | 0.02707 | 0.02841 | 0.03 | 0.02963 | 0.03427 | 0.03815 | 0.03649 | 0.03687 | 0.03658 | 0.03581 | 0.03789 | 0.03923 | 0.04163 | 0.03996 | 0.03235 | 0.03627 | 0.05507 | 0.03597 | 0.0309 | 0.02936
2015-04-19 | 0.02683 | 0.02618 | 0.02391 | 0.0217 | 0.02193 | 0.02428 | 0.02633 | 0.02666 | 0.02801 | 0.02951 | 0.02976 | 0.03002 | 0.03026 | 0.0302 | 0.02906 | 0.0289 | 0.02959 | 0.03054 | 0.03041 | 0.03921 | 0.05718 | 0.03476 | 0.02959 | 0.02805
2015-04-20 | 0.02691 | 0.02594 | 0.02494 | 0.02557 | 0.02769 | 0.03031 | 0.04474 | 0.03996 | 0.04184 | 0.04702 | 0.04897 | 0.05164 | 0.05287 | 0.05364 | 0.04994 | 0.04576 | 0.04544 | 0.03985 | 0.03702 | 0.04108 | 0.05862 | 0.03754 | 0.03088 | 0.02846
2015-04-21 | 0.02688 | 0.02557 | 0.02494 | 0.02447 | 0.02582 | 0.02896 | 0.03797 | 0.03718 | 0.03754 | 0.03773 | 0.03949 | 0.03925 | 0.03697 | 0.03643 | 0.03568 | 0.03506 | 0.03524 | 0.03417 | 0.03258 | 0.03514 | 0.05306 | 0.03542 | 0.0297 | 0.02633
2015-04-22 | 0.02896 | 0.02816 | 0.02672 | 0.02629 | 0.02747 | 0.02965 | 0.04559 | 0.04169 | 0.03835 | 0.03993 | 0.0435 | 0.04154 | 0.03892 | 0.03882 | 0.03614 | 0.03448 | 0.03492 | 0.0337 | 0.03237 | 0.03483 | 0.05373 | 0.036 | 0.0316 | 0.02821
2015-04-23 | 0.02899 | 0.02768 | 0.02737 | 0.02756 | 0.02838 | 0.03603 | 0.057 | 0.05122 | 0.04492 | 0.04438 | 0.04596 | 0.04131 | 0.04084 | 0.03919 | 0.03397 | 0.03166 | 0.03253 | 0.0316 | 0.03157 | 0.03589 | 0.06416 | 0.03934 | 0.03259 | 0.03039
2015-04-24 | 0.03038 | 0.0293 | 0.02917 | 0.02918 | 0.03049 | 0.03618 | 0.06595 | 0.06079 | 0.04817 | 0.0452 | 0.04572 | 0.04096 | 0.03657 | 0.03567 | 0.03399 | 0.03258 | 0.03189 | 0.03109 | 0.03084 | 0.03283 | 0.04429 | 0.03354 | 0.03221 | 0.02937
2015-04-25 | 0.02967 | 0.02858 | 0.02784 | 0.02793 | 0.02828 | 0.03027 | 0.03137 | 0.03406 | 0.03994 | 0.04291 | 0.04004 | 0.03569 | 0.03355 | 0.03074 | 0.0296 | 0.02912 | 0.02995 | 0.02978 | 0.02938 | 0.03071 | 0.03973 | 0.03261 | 0.02925 | 0.02773
2015-04-26 | 0.02953 | 0.02719 | 0.02673 | 0.02657 | 0.02652 | 0.02731 | 0.02894 | 0.03033 | 0.03408 | 0.03526 | 0.03342 | 0.03169 | 0.03127 | 0.03046 | 0.02905 | 0.02904 | 0.02977 | 0.03103 | 0.03174 | 0.03484 | 0.05212 | 0.03561 | 0.03004 | 0.02911
2015-04-27 | 0.02893 | 0.02755 | 0.02731 | 0.02777 | 0.02923 | 0.03264 | 0.06005 | 0.05733 | 0.05179 | 0.04904 | 0.05267 | 0.04443 | 0.04471 | 0.04375 | 0.0384 | 0.03694 | 0.03697 | 0.03601 | 0.03467 | 0.03771 | 0.05957 | 0.04104 | 0.03168 | 0.02947
2015-04-28 | 0.026249 | 0.025685 | 0.025409 | 0.025403 | 0.026335 | 0.030158 | 0.059342 | 0.045226 | 0.039894 | 0.039058 | 0.038483 | 0.03713 | 0.036043 | 0.036429 | 0.034517 | 0.033728 | 0.034037 | 0.032999 | 0.031358 | 0.034245 | 0.052144 | 0.035332 | 0.027688 | 0.026653
2015-04-29 | 0.02508 | 0.02442 | 0.02421 | 0.02406 | 0.02511 | 0.02791 | 0.04507 | 0.03956 | 0.03396 | 0.03336 | 0.03547 | 0.03495 | 0.03447 | 0.03357 | 0.03256 | 0.03146 | 0.03085 | 0.03051 | 0.02973 | 0.03066 | 0.04321 | 0.03249 | 0.02618 | 0.02528
2015-04-30 | 0.02348 | 0.02268 | 0.02231 | 0.0222 | 0.02349 | 0.02548 | 0.03681 | 0.03189 | 0.03179 | 0.03214 | 0.03396 | 0.03311 | 0.03228 | 0.03162 | 0.03089 | 0.03043 | 0.03027 | 0.02967 | 0.02904 | 0.02939 | 0.03631 | 0.03012 | 0.02586 | 0.02524
2015-05-01 | 0.02322 | 0.02233 | 0.02123 | 0.02111 | 0.02248 | 0.02567 | 0.03726 | 0.03629 | 0.03482 | 0.03735 | 0.04069 | 0.04225 | 0.03865 | 0.03944 | 0.03494 | 0.03509 | 0.03428 | 0.03281 | 0.03066 | 0.0307 | 0.03541 | 0.03168 | 0.02602 | 0.02437
2015-05-02 | 0.02458 | 0.02403 | 0.02321 | 0.02267 | 0.02316 | 0.02507 | 0.0261 | 0.02785 | 0.03165 | 0.03255 | 0.0318 | 0.03255 | 0.03083 | 0.03107 | 0.0302 | 0.03006 | 0.03033 | 0.0299 | 0.02946 | 0.02946 | 0.03838 | 0.03107 | 0.02688 | 0.0255
2015-05-03 | 0.02414 | 0.02311 | 0.02147 | 0.02054 | 0.02077 | 0.02185 | 0.02266 | 0.02448 | 0.02596 | 0.02859 | 0.02872 | 0.02938 | 0.02977 | 0.02975 | 0.02996 | 0.03076 | 0.03287 | 0.03463 | 0.03148 | 0.03167 | 0.05084 | 0.03468 | 0.02703 | 0.02514
2015-05-04 | 0.02445 | 0.02356 | 0.02325 | 0.02317 | 0.02408 | 0.02557 | 0.03315 | 0.03334 | 0.03463 | 0.03522 | 0.04056 | 0.04083 | 0.04641 | 0.05221 | 0.05467 | 0.06927 | 0.0667 | 0.05549 | 0.0468 | 0.04207 | 0.05548 | 0.04415 | 0.03174 | 0.02782
2015-05-05 | 0.024952 | 0.024164 | 0.02273 | 0.02206 | 0.023417 | 0.025345 | 0.03086 | 0.032413 | 0.032416 | 0.034307 | 0.040641 | 0.04246 | 0.04534 | 0.048643 | 0.047319 | 0.055656 | 0.055879 | 0.050407 | 0.039517 | 0.036886 | 0.050012 | 0.03839 | 0.029501 | 0.027248
2015-05-06 | 0.025113 | 0.02451 | 0.02377 | 0.023259 | 0.023997 | 0.026603 | 0.030988 | 0.034349 | 0.035102 | 0.036934 | 0.040739 | 0.040951 | 0.04605 | 0.047889 | 0.04981 | 0.0535 | 0.053693 | 0.043923 | 0.037988 | 0.036151 | 0.045218 | 0.0377 | 0.028855 | 0.026389
2015-05-07 | 0.0245 | 0.02397 | 0.02268 | 0.02168 | 0.02305 | 0.02502 | 0.02902 | 0.02961 | 0.03102 | 0.03387 | 0.03928 | 0.04115 | 0.04384 | 0.04802 | 0.05064 | 0.05726 | 0.05782 | 0.05652 | 0.04439 | 0.03689 | 0.0466 | 0.03862 | 0.03025 | 0.0269
2015-05-08 | 0.02569 | 0.02481 | 0.02432 | 0.02384 | 0.02435 | 0.02586 | 0.03018 | 0.03349 | 0.03474 | 0.03803 | 0.04404 | 0.04942 | 0.05477 | 0.06577 | 0.0748 | 0.08926 | 0.09066 | 0.0714 | 0.05459 | 0.0456 | 0.05595 | 0.04269 | 0.03131 | 0.02698
2015-05-09 | 0.02573 | 0.02455 | 0.02338 | 0.02142 | 0.02159 | 0.02269 | 0.02453 | 0.02575 | 0.02786 | 0.03087 | 0.03541 | 0.03995 | 0.04312 | 0.04808 | 0.04875 | 0.05586 | 0.06363 | 0.05835 | 0.04637 | 0.03878 | 0.04505 | 0.03648 | 0.03083 | 0.02663
2015-05-10 | 0.02468 | 0.02295 | 0.02114 | 0.01841 | 0.01814 | 0.01855 | 0.01983 | 0.02385 | 0.02632 | 0.0278 | 0.03011 | 0.03154 | 0.03353 | 0.03575 | 0.03872 | 0.04598 | 0.05069 | 0.04696 | 0.04139 | 0.03537 | 0.05558 | 0.03748 | 0.02948 | 0.02641
2015-05-11 | 0.02729 | 0.02524 | 0.02448 | 0.02349 | 0.02454 | 0.02618 | 0.03352 | 0.03901 | 0.03965 | 0.05056 | 0.06869 | 0.08986 | 0.10787 | 0.13997 | 0.15148 | 0.1761 | 0.17644 | 0.13849 | 0.10198 | 0.07856 | 0.08986 | 0.06524 | 0.0352 | 0.02869
2015-05-12 | 0.0252 | 0.02423 | 0.02375 | 0.02287 | 0.02339 | 0.02512 | 0.03046 | 0.03279 | 0.03277 | 0.03446 | 0.03617 | 0.03974 | 0.04936 | 0.0565 | 0.05501 | 0.0605 | 0.06769 | 0.05221 | 0.03684 | 0.03486 | 0.03928 | 0.03595 | 0.03143 | 0.02635
2015-05-13 | 0.025467 | 0.024495 | 0.023968 | 0.023266 | 0.024187 | 0.026308 | 0.032344 | 0.035072 | 0.0369 | 0.037256 | 0.042553 | 0.042483 | 0.044196 | 0.041257 | 0.040241 | 0.038676 | 0.038841 | 0.038612 | 0.034274 | 0.033927 | 0.046646 | 0.038987 | 0.028263 | 0.025565
2015-05-14 | 0.024701 | 0.023231 | 0.021418 | 0.020744 | 0.022919 | 0.025838 | 0.033024 | 0.035058 | 0.035325 | 0.035208 | 0.039912 | 0.03899 | 0.040542 | 0.043173 | 0.04147 | 0.042164 | 0.043573 | 0.039567 | 0.037104 | 0.033663 | 0.048025 | 0.037967 | 0.0279 | 0.025652
2015-05-15 | 0.0232 | 0.02234 | 0.02089 | 0.02059 | 0.02224 | 0.02542 | 0.03226 | 0.03168 | 0.03197 | 0.03412 | 0.03831 | 0.04201 | 0.04535 | 0.04891 | 0.05649 | 0.05903 | 0.067 | 0.053 | 0.04527 | 0.03782 | 0.04301 | 0.03989 | 0.02948 | 0.02572
2015-05-16 | 0.02571 | 0.02499 | 0.02435 | 0.02283 | 0.02231 | 0.02283 | 0.0231 | 0.02564 | 0.02895 | 0.03222 | 0.03404 | 0.04028 | 0.04485 | 0.04741 | 0.05174 | 0.0518 | 0.06515 | 0.0567 | 0.04441 | 0.03919 | 0.04425 | 0.04288 | 0.03078 | 0.02733
2015-05-17 | 0.02722 | 0.02483 | 0.02292 | 0.0212 | 0.02023 | 0.02031 | 0.02022 | 0.0247 | 0.02921 | 0.03486 | 0.0375 | 0.04528 | 0.05132 | 0.05483 | 0.05675 | 0.06418 | 0.07015 | 0.0691 | 0.05043 | 0.04679 | 0.06848 | 0.05436 | 0.03381 | 0.02669
2015-05-18 | 0.02561 | 0.02392 | 0.0227 | 0.02165 | 0.02237 | 0.02434 | 0.02832 | 0.03317 | 0.0356 | 0.04051 | 0.04772 | 0.05221 | 0.06332 | 0.06943 | 0.0829 | 0.08341 | 0.08548 | 0.07102 | 0.04973 | 0.04204 | 0.04927 | 0.04142 | 0.03076 | 0.02609
2015-05-19 | 0.0248 | 0.02366 | 0.02244 | 0.02177 | 0.02258 | 0.02434 | 0.02645 | 0.03543 | 0.0348 | 0.03758 | 0.0426 | 0.04569 | 0.04965 | 0.0551 | 0.05941 | 0.06253 | 0.06234 | 0.05918 | 0.04355 | 0.03973 | 0.04736 | 0.04255 | 0.02973 | 0.02473
2015-05-20 | 0.023805 | 0.022738 | 0.020398 | 0.018461 | 0.020468 | 0.023552 | 0.026141 | 0.030453 | 0.030624 | 0.031238 | 0.032618 | 0.032618 | 0.032729 | 0.033086 | 0.033107 | 0.036074 | 0.036221 | 0.034334 | 0.030696 | 0.029872 | 0.032927 | 0.031633 | 0.024694 | 0.023648
2015-05-21 | 0.02328 | 0.02228 | 0.02035 | 0.01868 | 0.0215 | 0.0243 | 0.02904 | 0.03108 | 0.03242 | 0.03271 | 0.03267 | 0.03417 | 0.03267 | 0.03231 | 0.03152 | 0.03216 | 0.03155 | 0.03088 | 0.03035 | 0.02902 | 0.03134 | 0.03057 | 0.02515 | 0.02392
2015-05-22 | 0.02236 | 0.02133 | 0.01834 | 0.01706 | 0.01891 | 0.02343 | 0.0252 | 0.02894 | 0.03035 | 0.03131 | 0.03341 | 0.03243 | 0.03114 | 0.03432 | 0.03188 | 0.03108 | 0.03082 | 0.03181 | 0.02931 | 0.02833 | 0.03459 | 0.03023 | 0.02463 | 0.023
2015-05-23 | 0.01924 | 0.01869 | 0.01552 | 0.0136 | 0.01548 | 0.01884 | 0.01959 | 0.02258 | 0.02421 | 0.02488 | 0.02521 | 0.02534 | 0.02522 | 0.02517 | 0.02462 | 0.02483 | 0.02521 | 0.02512 | 0.02481 | 0.02469 | 0.02623 | 0.02578 | 0.02337 | 0.02003
2015-05-24 | 0.01508 | 0.01496 | 0.01044 | 0.00928 | 0.00853 | 0.00874 | 0.00967 | 0.0137 | 0.0202 | 0.02266 | 0.02319 | 0.02456 | 0.02541 | 0.02598 | 0.0266 | 0.02732 | 0.02842 | 0.02937 | 0.02863 | 0.02867 | 0.02974 | 0.02904 | 0.02416 | 0.02032
2015-05-25 | 0.01559 | 0.01381 | 0.01179 | 0.00687 | 0.0063 | 0.00969 | 0.01147 | 0.01715 | 0.02074 | 0.02278 | 0.02529 | 0.02751 | 0.0293 | 0.03025 | 0.03033 | 0.03077 | 0.03588 | 0.03669 | 0.03159 | 0.03018 | 0.03343 | 0.03027 | 0.02483 | 0.02312
2015-05-26 | 0.02221 | 0.01895 | 0.01528 | 0.01356 | 0.01535 | 0.0203 | 0.02406 | 0.02633 | 0.02881 | 0.03124 | 0.03512 | 0.03844 | 0.04134 | 0.04931 | 0.05933 | 0.06541 | 0.07949 | 0.07959 | 0.05232 | 0.03952 | 0.03977 | 0.03685 | 0.02737 | 0.02524
2015-05-27 | 0.02318 | 0.02182 | 0.01958 | 0.01688 | 0.01848 | 0.02281 | 0.02602 | 0.02961 | 0.03092 | 0.03307 | 0.03867 | 0.04326 | 0.0513 | 0.05734 | 0.06565 | 0.07993 | 0.0855 | 0.07104 | 0.04886 | 0.03848 | 0.04116 | 0.03579 | 0.02898 | 0.02617
2015-05-28 | 0.02373 | 0.02122 | 0.01661 | 0.01268 | 0.01404 | 0.02127 | 0.02478 | 0.02771 | 0.02928 | 0.03187 | 0.03467 | 0.03662 | 0.03896 | 0.04541 | 0.05086 | 0.06436 | 0.06621 | 0.05492 | 0.03771 | 0.03396 | 0.03325 | 0.0325 | 0.02772 | 0.02488
2015-05-29 | 0.02336 | 0.02078 | 0.01643 | 0.0135 | 0.01501 | 0.02163 | 0.02495 | 0.02623 | 0.02869 | 0.03065 | 0.03323 | 0.03509 | 0.03737 | 0.0434 | 0.04561 | 0.05017 | 0.05232 | 0.04236 | 0.03476 | 0.03223 | 0.03224 | 0.03069 | 0.02714 | 0.02581
2015-05-30 | 0.02367 | 0.02228 | 0.01731 | 0.01516 | 0.01486 | 0.01543 | 0.01713 | 0.0231 | 0.02637 | 0.02778 | 0.03066 | 0.03206 | 0.03441 | 0.03651 | 0.03669 | 0.03896 | 0.04157 | 0.0395 | 0.03481 | 0.03251 | 0.03252 | 0.03155 | 0.02642 | 0.02403
2015-05-31 | 0.02318 | 0.02162 | 0.01652 | 0.01427 | 0.01297 | 0.01311 | 0.01325 | 0.01766 | 0.02347 | 0.02562 | 0.02787 | 0.02989 | 0.02993 | 0.03137 | 0.03205 | 0.03089 | 0.03182 | 0.03166 | 0.02962 | 0.02944 | 0.02995 | 0.02918 | 0.02529 | 0.0243
2015-06-01 | 0.02314 | 0.02078 | 0.01677 | 0.01555 | 0.01755 | 0.02243 | 0.02454 | 0.02585 | 0.02871 | 0.03237 | 0.033 | 0.03312 | 0.03577 | 0.0366 | 0.03726 | 0.0364 | 0.03574 | 0.03224 | 0.03077 | 0.02975 | 0.03152 | 0.02954 | 0.02526 | 0.02236
2015-06-02 | 0.0228 | 0.02025 | 0.01699 | 0.0153 | 0.01761 | 0.02248 | 0.02427 | 0.0268 | 0.0284 | 0.02909 | 0.03195 | 0.03146 | 0.03178 | 0.0318 | 0.03208 | 0.03185 | 0.03143 | 0.03057 | 0.03101 | 0.03023 | 0.03083 | 0.02967 | 0.0246 | 0.02243
2015-06-03 | 0.01845 | 0.01534 | 0.01225 | 0.01172 | 0.01261 | 0.01713 | 0.02324 | 0.02822 | 0.02874 | 0.02849 | 0.03086 | 0.03083 | 0.03025 | 0.03034 | 0.03026 | 0.03062 | 0.03043 | 0.03178 | 0.03087 | 0.03002 | 0.03096 | 0.03036 | 0.02421 | 0.01926
2015-06-04 | 0.0213 | 0.01996 | 0.01793 | 0.01602 | 0.01838 | 0.02238 | 0.02379 | 0.02568 | 0.02777 | 0.02896 | 0.03117 | 0.0332 | 0.03304 | 0.03379 | 0.03215 | 0.03447 | 0.03494 | 0.03394 | 0.03146 | 0.03161 | 0.03216 | 0.03106 | 0.02545 | 0.02183
2015-06-05 | 0.02128 | 0.0197 | 0.01503 | 0.01193 | 0.01382 | 0.01934 | 0.02238 | 0.02475 | 0.027 | 0.02909 | 0.03118 | 0.03119 | 0.0336 | 0.03474 | 0.03466 | 0.03478 | 0.03368 | 0.03302 | 0.03113 | 0.031 | 0.03052 | 0.02988 | 0.02524 | 0.02247
2015-06-06 | 0.01977 | 0.01816 | 0.01451 | 0.00924 | 0.00955 | 0.0108 | 0.01262 | 0.01978 | 0.02289 | 0.02556 | 0.02917 | 0.03005 | 0.03051 | 0.03036 | 0.03041 | 0.03049 | 0.03047 | 0.03042 | 0.02986 | 0.02957 | 0.02965 | 0.02835 | 0.02395 | 0.02012
2015-06-07 | 0.01317 | 0.01139 | 0.00977 | 0.00707 | 0.00507 | 0.00449 | 0.00438 | 0.00938 | 0.01681 | 0.02132 | 0.02307 | 0.02443 | 0.02617 | 0.02956 | 0.02987 | 0.03012 | 0.03028 | 0.03061 | 0.02881 | 0.0286 | 0.02918 | 0.02926 | 0.02352 | 0.01941
2015-06-08 | 0.02046 | 0.01847 | 0.0144 | 0.01041 | 0.01464 | 0.01888 | 0.02176 | 0.02449 | 0.02844 | 0.02958 | 0.03121 | 0.03484 | 0.03531 | 0.03939 | 0.04419 | 0.04822 | 0.05153 | 0.04204 | 0.03729 | 0.03682 | 0.03648 | 0.03256 | 0.02703 | 0.02489
2015-06-09 | 0.02493 | 0.02335 | 0.02111 | 0.01812 | 0.0215 | 0.02345 | 0.02549 | 0.02665 | 0.02842 | 0.03137 | 0.03393 | 0.03648 | 0.04007 | 0.04439 | 0.04761 | 0.05422 | 0.05705 | 0.04682 | 0.03988 | 0.03572 | 0.03407 | 0.03215 | 0.02674 | 0.02499
2015-06-10 | 0.02402 | 0.02182 | 0.01864 | 0.01554 | 0.01803 | 0.02136 | 0.02388 | 0.02549 | 0.02703 | 0.03014 | 0.03645 | 0.04053 | 0.04316 | 0.0486 | 0.0539 | 0.06522 | 0.07189 | 0.05971 | 0.04509 | 0.03906 | 0.03804 | 0.03536 | 0.02877 | 0.02676
2015-06-11 | 0.02485 | 0.02287 | 0.02066 | 0.01853 | 0.0189 | 0.02232 | 0.02469 | 0.02633 | 0.02807 | 0.03237 | 0.03532 | 0.03923 | 0.04377 | 0.05657 | 0.06882 | 0.08325 | 0.09303 | 0.07118 | 0.05006 | 0.04237 | 0.04178 | 0.0363 | 0.03061 | 0.02721
2015-06-12 | 0.02551 | 0.02377 | 0.02259 | 0.02059 | 0.02087 | 0.02329 | 0.02524 | 0.02742 | 0.02987 | 0.03349 | 0.03884 | 0.04278 | 0.0587 | 0.08107 | 0.09861 | 0.10645 | 0.09459 | 0.06586 | 0.04607 | 0.03797 | 0.03377 | 0.03287 | 0.02908 | 0.02631
2015-06-13 | 0.02535 | 0.02423 | 0.0236 | 0.02229 | 0.02122 | 0.02124 | 0.02218 | 0.02483 | 0.02663 | 0.02881 | 0.03141 | 0.0324 | 0.03327 | 0.03353 | 0.03514 | 0.03996 | 0.04101 | 0.03481 | 0.03325 | 0.03224 | 0.03128 | 0.03089 | 0.02814 | 0.0258
2015-06-14 | 0.02495 | 0.0237 | 0.02248 | 0.01914 | 0.01879 | 0.01733 | 0.01558 | 0.02086 | 0.02408 | 0.02618 | 0.02939 | 0.0322 | 0.03424 | 0.03363 | 0.03393 | 0.03426 | 0.03437 | 0.03453 | 0.03368 | 0.03227 | 0.03134 | 0.03113 | 0.0265 | 0.02568
2015-06-15 | 0.023607 | 0.022329 | 0.01979 | 0.018867 | 0.020448 | 0.023295 | 0.024227 | 0.025608 | 0.028883 | 0.031409 | 0.036052 | 0.039273 | 0.043697 | 0.052015 | 0.056962 | 0.060236 | 0.062857 | 0.053933 | 0.04151 | 0.038132 | 0.037992 | 0.03414 | 0.02924 | 0.026058
2015-06-16 | 0.02514 | 0.02396 | 0.02321 | 0.02156 | 0.02212 | 0.02379 | 0.02501 | 0.02712 | 0.02953 | 0.03159 | 0.03394 | 0.03612 | 0.04021 | 0.04495 | 0.0501 | 0.05379 | 0.05576 | 0.04552 | 0.03749 | 0.03451 | 0.03371 | 0.03229 | 0.02665 | 0.02507
2015-06-17 | 0.02479 | 0.02358 | 0.02111 | 0.0197 | 0.02126 | 0.02357 | 0.02472 | 0.02708 | 0.02839 | 0.0311 | 0.0347 | 0.03799 | 0.03826 | 0.04202 | 0.0438 | 0.04798 | 0.04887 | 0.04095 | 0.03743 | 0.03344 | 0.033 | 0.03222 | 0.02636 | 0.02432
2015-06-18 | 0.02336 | 0.0223 | 0.02039 | 0.01874 | 0.01978 | 0.02249 | 0.02372 | 0.0259 | 0.02656 | 0.02971 | 0.03378 | 0.0369 | 0.03627 | 0.04109 | 0.04566 | 0.05023 | 0.0523 | 0.04367 | 0.03654 | 0.0359 | 0.0357 | 0.03481 | 0.02727 | 0.02524
2015-06-19 | 0.02374 | 0.02226 | 0.01971 | 0.018 | 0.01874 | 0.02221 | 0.02447 | 0.02684 | 0.02822 | 0.03056 | 0.03547 | 0.03606 | 0.03791 | 0.04303 | 0.04557 | 0.04549 | 0.04402 | 0.03715 | 0.03388 | 0.03149 | 0.03066 | 0.03055 | 0.02611 | 0.02456
2015-06-20 | 0.02395 | 0.02224 | 0.02026 | 0.01681 | 0.0158 | 0.01572 | 0.01554 | 0.02199 | 0.02729 | 0.02833 | 0.03045 | 0.03381 | 0.03597 | 0.03473 | 0.03947 | 0.04122 | 0.04619 | 0.04178 | 0.03763 | 0.03137 | 0.0318 | 0.03089 | 0.02711 | 0.02534
2015-06-21 | 0.02316 | 0.02131 | 0.02028 | 0.01801 | 0.01583 | 0.01461 | 0.01289 | 0.01819 | 0.0223 | 0.02713 | 0.03011 | 0.03265 | 0.03532 | 0.03855 | 0.04205 | 0.04705 | 0.05346 | 0.04987 | 0.04507 | 0.03988 | 0.03881 | 0.03918 | 0.03209 | 0.02667
2015-06-22 | 0.02375 | 0.02266 | 0.02143 | 0.01986 | 0.02126 | 0.02207 | 0.0247 | 0.0275 | 0.03057 | 0.03388 | 0.03742 | 0.0417 | 0.04687 | 0.0604 | 0.07859 | 0.09128 | 0.10951 | 0.09285 | 0.06483 | 0.04893 | 0.04792 | 0.0384 | 0.03344 | 0.02732
2015-06-23 | 0.02486 | 0.02377 | 0.02264 | 0.02166 | 0.02241 | 0.02356 | 0.02518 | 0.02778 | 0.03013 | 0.03325 | 0.03841 | 0.04421 | 0.05389 | 0.06693 | 0.0845 | 0.1019 | 0.11352 | 0.07976 | 0.05477 | 0.04133 | 0.04014 | 0.03622 | 0.02998 | 0.02579
2015-06-24 | 0.024436 | 0.023468 | 0.021717 | 0.019186 | 0.020798 | 0.023111 | 0.024524 | 0.025908 | 0.026757 | 0.027772 | 0.031312 | 0.033811 | 0.03762 | 0.03887 | 0.041947 | 0.050502 | 0.056434 | 0.047195 | 0.037709 | 0.035064 | 0.034662 | 0.032443 | 0.02599 | 0.024373
2015-06-25 | 0.02369 | 0.02282 | 0.01866 | 0.01516 | 0.01842 | 0.02209 | 0.02371 | 0.02483 | 0.02571 | 0.02661 | 0.02988 | 0.03366 | 0.03496 | 0.03596 | 0.0401 | 0.04509 | 0.04598 | 0.03844 | 0.03321 | 0.03278 | 0.03205 | 0.03048 | 0.02587 | 0.02435
2015-06-26 | 0.02372 | 0.02321 | 0.02017 | 0.01864 | 0.02102 | 0.02272 | 0.02394 | 0.02488 | 0.02592 | 0.02749 | 0.03215 | 0.03217 | 0.03233 | 0.03469 | 0.03559 | 0.03577 | 0.03545 | 0.0324 | 0.0316 | 0.02823 | 0.02735 | 0.0274 | 0.02469 | 0.02339
2015-06-27 | 0.02205 | 0.01743 | 0.01534 | 0.01248 | 0.01257 | 0.01258 | 0.01374 | 0.01745 | 0.02354 | 0.02466 | 0.02595 | 0.02664 | 0.02645 | 0.02544 | 0.02492 | 0.0249 | 0.02488 | 0.02493 | 0.02473 | 0.0242 | 0.02462 | 0.02465 | 0.02318 | 0.01931
2015-06-28 | 0.0176 | 0.01594 | 0.01384 | 0.01007 | 0.00892 | 0.00585 | 0.00514 | 0.01252 | 0.01751 | 0.02232 | 0.02374 | 0.02481 | 0.02553 | 0.02659 | 0.02661 | 0.02659 | 0.02644 | 0.02659 | 0.0264 | 0.02632 | 0.02642 | 0.02676 | 0.02316 | 0.0192
2015-06-29 | 0.01552 | 0.01401 | 0.01074 | 0.0078 | 0.01296 | 0.01429 | 0.02075 | 0.02362 | 0.02443 | 0.02551 | 0.02724 | 0.0284 | 0.03023 | 0.0308 | 0.03168 | 0.03284 | 0.033 | 0.03224 | 0.03182 | 0.03083 | 0.02951 | 0.02905 | 0.02462 | 0.02299
2015-06-30 | 0.02131 | 0.02003 | 0.01867 | 0.01689 | 0.01803 | 0.02076 | 0.02314 | 0.02483 | 0.02618 | 0.02857 | 0.03264 | 0.03512 | 0.03657 | 0.03765 | 0.03952 | 0.04302 | 0.04445 | 0.03901 | 0.03518 | 0.03424 | 0.03499 | 0.03417 | 0.02699 | 0.02428
2015-07-01 | 0.02261 | 0.02134 | 0.01966 | 0.01772 | 0.01805 | 0.02145 | 0.02296 | 0.02392 | 0.0248 | 0.02682 | 0.02885 | 0.0298 | 0.03015 | 0.03308 | 0.03748 | 0.04126 | 0.04384 | 0.03742 | 0.03007 | 0.02933 | 0.02973 | 0.03013 | 0.0242 | 0.02332
2015-07-02 | 0.02054 | 0.01861 | 0.01638 | 0.01481 | 0.01537 | 0.01916 | 0.02072 | 0.02219 | 0.02384 | 0.02554 | 0.0278 | 0.0288 | 0.0293 | 0.02978 | 0.03019 | 0.03035 | 0.03049 | 0.03038 | 0.02925 | 0.02752 | 0.02725 | 0.02606 | 0.02275 | 0.02136
2015-07-03 | 0.01848 | 0.01527 | 0.01182 | 0.0098 | 0.01004 | 0.01236 | 0.01363 | 0.01611 | 0.01962 | 0.02238 | 0.02352 | 0.02418 | 0.02464 | 0.02486 | 0.02524 | 0.02543 | 0.02602 | 0.02567 | 0.02516 | 0.02418 | 0.02396 | 0.02399 | 0.0216 | 0.0185
2015-07-04 | 0.01674 | 0.0117 | 0.00953 | 0.00903 | 0.00824 | 0.00831 | 0.00742 | 0.01034 | 0.01837 | 0.02157 | 0.02296 | 0.02447 | 0.02443 | 0.02488 | 0.02586 | 0.02622 | 0.02591 | 0.02596 | 0.02553 | 0.02508 | 0.0245 | 0.0243 | 0.0217 | 0.01943
2015-07-05 | 0.01736 | 0.01216 | 0.01102 | 0.00758 | 0.00818 | 0.00747 | 0.00692 | 0.01128 | 0.01861 | 0.02166 | 0.02333 | 0.02627 | 0.02775 | 0.02858 | 0.0296 | 0.03301 | 0.03399 | 0.03586 | 0.0314 | 0.02935 | 0.02938 | 0.02881 | 0.02449 | 0.02246
2015-07-06 | 0.01925 | 0.01663 | 0.01609 | 0.01528 | 0.01567 | 0.01775 | 0.02117 | 0.02244 | 0.02452 | 0.02737 | 0.0295 | 0.0334 | 0.0377 | 0.03904 | 0.04172 | 0.04633 | 0.04943 | 0.04746 | 0.03822 | 0.03237 | 0.03279 | 0.0313 | 0.02487 | 0.02327
2015-07-07 | 0.02273 | 0.01929 | 0.01755 | 0.01618 | 0.01663 | 0.01921 | 0.02294 | 0.02462 | 0.02592 | 0.02952 | 0.03259 | 0.03611 | 0.03522 | 0.04508 | 0.04653 | 0.04992 | 0.05401 | 0.04742 | 0.03528 | 0.03123 | 0.0322 | 0.03202 | 0.02568 | 0.02417
2015-07-08 | 0.023626 | 0.021828 | 0.018906 | 0.016469 | 0.016862 | 0.020262 | 0.023255 | 0.024765 | 0.025724 | 0.027482 | 0.031022 | 0.031578 | 0.033625 | 0.038022 | 0.038206 | 0.03773 | 0.035891 | 0.03394 | 0.030976 | 0.027964 | 0.028649 | 0.027998 | 0.024205 | 0.023551
2015-07-09 | 0.023265 | 0.022206 | 0.019019 | 0.016826 | 0.017054 | 0.021034 | 0.023236 | 0.02374 | 0.024513 | 0.026121 | 0.027851 | 0.031699 | 0.032004 | 0.035749 | 0.038953 | 0.040162 | 0.039151 | 0.035154 | 0.030607 | 0.029697 | 0.030078 | 0.029564 | 0.024842 | 0.023702
2015-07-10 | 0.023264 | 0.021774 | 0.017713 | 0.016379 | 0.017088 | 0.019644 | 0.022785 | 0.022779 | 0.024247 | 0.025632 | 0.027483 | 0.029665 | 0.030819 | 0.03378 | 0.039146 | 0.042691 | 0.041618 | 0.039205 | 0.030594 | 0.029245 | 0.028421 | 0.027771 | 0.023936 | 0.022951
2015-07-11 | 0.023378 | 0.022169 | 0.020799 | 0.019368 | 0.018576 | 0.019078 | 0.018711 | 0.021018 | 0.023756 | 0.024451 | 0.02681 | 0.028576 | 0.029799 | 0.031187 | 0.0311 | 0.032791 | 0.034355 | 0.033657 | 0.030015 | 0.028601 | 0.027984 | 0.027372 | 0.024063 | 0.023023
2015-07-12 | 0.022743 | 0.020026 | 0.017898 | 0.014852 | 0.011977 | 0.011596 | 0.011417 | 0.016643 | 0.021323 | 0.023392 | 0.026323 | 0.028407 | 0.031374 | 0.036051 | 0.038173 | 0.040668 | 0.044172 | 0.04405 | 0.038341 | 0.032625 | 0.032304 | 0.033387 | 0.026297 | 0.024014
2015-07-13 | 0.022501 | 0.021587 | 0.0207 | 0.019163 | 0.019466 | 0.021046 | 0.021917 | 0.023912 | 0.026763 | 0.029739 | 0.031595 | 0.034852 | 0.036385 | 0.040976 | 0.045963 | 0.048792 | 0.050809 | 0.047711 | 0.038385 | 0.03633 | 0.03692 | 0.035679 | 0.028478 | 0.025683
2015-07-14 | 0.024132 | 0.023107 | 0.021776 | 0.021053 | 0.0214 | 0.023056 | 0.024034 | 0.025682 | 0.027876 | 0.029937 | 0.039227 | 0.037683 | 0.039275 | 0.043586 | 0.047814 | 0.05227 | 0.05525 | 0.046256 | 0.039621 | 0.036693 | 0.037011 | 0.038663 | 0.028049 | 0.02579
2015-07-15 | 0.0243 | 0.02316 | 0.021708 | 0.020414 | 0.021103 | 0.022774 | 0.023767 | 0.024528 | 0.025929 | 0.027999 | 0.032298 | 0.033722 | 0.034942 | 0.037935 | 0.040542 | 0.042119 | 0.043194 | 0.041406 | 0.03439 | 0.031564 | 0.029804 | 0.03026 | 0.024482 | 0.023827
2015-07-16 | 0.021892 | 0.020068 | 0.017298 | 0.015035 | 0.015763 | 0.019591 | 0.022429 | 0.023291 | 0.023748 | 0.025275 | 0.027658 | 0.028504 | 0.02988 | 0.031002 | 0.033982 | 0.037558 | 0.043682 | 0.042719 | 0.031793 | 0.029807 | 0.02935 | 0.028862 | 0.024068 | 0.02294
2015-07-17 | 0.022154 | 0.020905 | 0.018836 | 0.016992 | 0.017613 | 0.020872 | 0.022215 | 0.02349 | 0.024753 | 0.027908 | 0.030375 | 0.029833 | 0.034287 | 0.036837 | 0.043051 | 0.050321 | 0.054884 | 0.052776 | 0.037148 | 0.034521 | 0.033703 | 0.032798 | 0.027314 | 0.024459
2015-07-18 | 0.025014 | 0.02397 | 0.022766 | 0.021935 | 0.021685 | 0.021685 | 0.021867 | 0.02394 | 0.02698 | 0.03048 | 0.033051 | 0.038546 | 0.043888 | 0.046109 | 0.052221 | 0.058967 | 0.064944 | 0.065534 | 0.04836 | 0.043117 | 0.044342 | 0.042468 | 0.030816 | 0.028916
2015-07-19 | 0.025251 | 0.024293 | 0.023364 | 0.022563 | 0.021578 | 0.021376 | 0.021189 | 0.023303 | 0.02493 | 0.027539 | 0.032611 | 0.038526 | 0.04165 | 0.044306 | 0.047682 | 0.055465 | 0.059463 | 0.061581 | 0.050315 | 0.040701 | 0.041014 | 0.040666 | 0.030388 | 0.025462
2015-07-20 | 0.024759 | 0.023583 | 0.022967 | 0.022283 | 0.02248 | 0.02322 | 0.024321 | 0.026257 | 0.029508 | 0.033524 | 0.040535 | 0.041811 | 0.048396 | 0.057294 | 0.063384 | 0.071529 | 0.080344 | 0.07177 | 0.05051 | 0.041994 | 0.039356 | 0.037233 | 0.031305 | 0.02623
2015-07-21 | 0.025457 | 0.024313 | 0.023401 | 0.022783 | 0.022806 | 0.023579 | 0.024558 | 0.025502 | 0.026776 | 0.028945 | 0.033066 | 0.036832 | 0.040474 | 0.046208 | 0.050544 | 0.056506 | 0.057633 | 0.050434 | 0.038641 | 0.034513 | 0.03369 | 0.031965 | 0.026968 | 0.024841
2015-07-22 | 0.024556 | 0.023205 | 0.020653 | 0.019543 | 0.020185 | 0.022143 | 0.023535 | 0.024534 | 0.025628 | 0.027336 | 0.029746 | 0.031176 | 0.034012 | 0.035182 | 0.03957 | 0.046703 | 0.051619 | 0.047517 | 0.034618 | 0.032363 | 0.030846 | 0.030706 | 0.025929 | 0.0241
2015-07-23 | 0.02274 | 0.021068 | 0.018137 | 0.016497 | 0.01709 | 0.020216 | 0.022479 | 0.02329 | 0.024846 | 0.027256 | 0.029224 | 0.03031 | 0.033512 | 0.036836 | 0.039709 | 0.045019 | 0.052001 | 0.046485 | 0.038137 | 0.032705 | 0.032763 | 0.031931 | 0.024624 | 0.023243
2015-07-24 | 0.022729 | 0.021434 | 0.01845 | 0.016863 | 0.018044 | 0.020768 | 0.022795 | 0.023814 | 0.024703 | 0.027576 | 0.032507 | 0.035175 | 0.037478 | 0.041168 | 0.044051 | 0.051421 | 0.065979 | 0.053976 | 0.040057 | 0.036957 | 0.036408 | 0.035587 | 0.026543 | 0.0245
2015-07-25 | 0.023083 | 0.021609 | 0.019187 | 0.016366 | 0.015434 | 0.015202 | 0.016092 | 0.021078 | 0.023305 | 0.024918 | 0.028881 | 0.033518 | 0.03524 | 0.036204 | 0.038461 | 0.045882 | 0.052286 | 0.053191 | 0.038147 | 0.035394 | 0.034693 | 0.03362 | 0.027606 | 0.024543
2015-07-26 | 0.023382 | 0.02217 | 0.020188 | 0.017033 | 0.015928 | 0.015384 | 0.015092 | 0.019838 | 0.022542 | 0.024721 | 0.027549 | 0.031209 | 0.034346 | 0.036056 | 0.04064 | 0.053062 | 0.049337 | 0.053966 | 0.041544 | 0.036144 | 0.035626 | 0.034018 | 0.026558 | 0.024856
2015-07-27 | 0.023494 | 0.022662 | 0.021406 | 0.019687 | 0.020087 | 0.021996 | 0.023105 | 0.025184 | 0.027575 | 0.033364 | 0.037814 | 0.042408 | 0.045473 | 0.053249 | 0.059251 | 0.072339 | 0.078494 | 0.071621 | 0.054021 | 0.044262 | 0.04353 | 0.040697 | 0.030916 | 0.025582
2015-07-28 | 0.025232 | 0.023648 | 0.022653 | 0.021596 | 0.022103 | 0.023321 | 0.024844 | 0.027109 | 0.029527 | 0.035736 | 0.041708 | 0.04728 | 0.052608 | 0.060953 | 0.073633 | 0.088309 | 0.09758 | 0.089819 | 0.061452 | 0.051587 | 0.0503 | 0.045214 | 0.035075 | 0.029887
2015-07-29 | 0.027041 | 0.024554 | 0.023289 | 0.022496 | 0.022485 | 0.023541 | 0.025151 | 0.028344 | 0.032991 | 0.040651 | 0.049587 | 0.06202 | 0.082579 | 0.11112 | 0.15065 | 0.18005 | 0.19417 | 0.175 | 0.11779 | 0.070831 | 0.065597 | 0.056855 | 0.038104 | 0.028786
2015-07-30 | 0.025297 | 0.023793 | 0.022683 | 0.020948 | 0.021038 | 0.023304 | 0.024824 | 0.025722 | 0.0287 | 0.035149 | 0.042384 | 0.046525 | 0.052559 | 0.062806 | 0.079902 | 0.088435 | 0.095817 | 0.080169 | 0.053412 | 0.042701 | 0.03971 | 0.03587 | 0.029142 | 0.026008
2015-07-31 | 0.024381 | 0.021979 | 0.019513 | 0.01724 | 0.017077 | 0.020616 | 0.023298 | 0.025203 | 0.026275 | 0.029428 | 0.03509 | 0.036388 | 0.039356 | 0.043053 | 0.049858 | 0.055146 | 0.058623 | 0.05449 | 0.042958 | 0.037187 | 0.036203 | 0.033504 | 0.027246 | 0.024755
2015-08-01 | 0.023398 | 0.020869 | 0.017799 | 0.013568 | 0.011126 | 0.011549 | 0.01332 | 0.01904 | 0.023603 | 0.025209 | 0.027252 | 0.031077 | 0.033488 | 0.037099 | 0.038983 | 0.044532 | 0.04819 | 0.045712 | 0.035132 | 0.03274 | 0.031579 | 0.028053 | 0.024724 | 0.024003
2015-08-02 | 0.022989 | 0.020339 | 0.015993 | 0.012463 | 0.0080128 | 0.0057449 | 0.0049868 | 0.010848 | 0.021552 | 0.023963 | 0.025628 | 0.02766 | 0.032321 | 0.03396 | 0.0369 | 0.041989 | 0.044029 | 0.043013 | 0.03823 | 0.033837 | 0.033489 | 0.028736 | 0.025265 | 0.023982
2015-08-03 | 0.023077 | 0.020005 | 0.017951 | 0.014324 | 0.014488 | 0.018368 | 0.022632 | 0.024261 | 0.025643 | 0.029221 | 0.034359 | 0.03855 | 0.040339 | 0.046017 | 0.055605 | 0.068109 | 0.064111 | 0.053215 | 0.043827 | 0.038237 | 0.040204 | 0.034667 | 0.027625 | 0.025182
2015-08-04 | 0.02391 | 0.022487 | 0.021181 | 0.019322 | 0.019482 | 0.021879 | 0.024003 | 0.024833 | 0.025948 | 0.027127 | 0.030874 | 0.033832 | 0.035314 | 0.039042 | 0.044003 | 0.046974 | 0.053859 | 0.045515 | 0.038133 | 0.033406 | 0.033733 | 0.030943 | 0.025736 | 0.02483
2015-08-05 | 0.023499 | 0.022588 | 0.019949 | 0.018197 | 0.018755 | 0.021473 | 0.023358 | 0.024234 | 0.025538 | 0.0264 | 0.029626 | 0.032071 | 0.034569 | 0.037243 | 0.043057 | 0.045197 | 0.052231 | 0.04457 | 0.03677 | 0.031087 | 0.03102 | 0.029666 | 0.024845 | 0.023628
2015-08-06 | 0.022878 | 0.020801 | 0.019157 | 0.017565 | 0.017962 | 0.020495 | 0.022979 | 0.023437 | 0.024439 | 0.026011 | 0.028414 | 0.031784 | 0.031439 | 0.032149 | 0.035624 | 0.039227 | 0.04206 | 0.03738 | 0.032235 | 0.030756 | 0.030849 | 0.027806 | 0.024177 | 0.022486
2015-08-07 | 0.022262 | 0.021686 | 0.018785 | 0.016952 | 0.01804 | 0.021231 | 0.022812 | 0.023542 | 0.024272 | 0.025716 | 0.027721 | 0.029761 | 0.030614 | 0.030995 | 0.033082 | 0.035707 | 0.040031 | 0.036819 | 0.032029 | 0.030233 | 0.030624 | 0.02748 | 0.024097 | 0.023159
2015-08-08 | 0.023883 | 0.022649 | 0.020884 | 0.019332 | 0.019443 | 0.019477 | 0.020646 | 0.021884 | 0.025738 | 0.026138 | 0.029192 | 0.033437 | 0.036515 | 0.037159 | 0.04359 | 0.045402 | 0.054275 | 0.050603 | 0.042753 | 0.037678 | 0.036004 | 0.031496 | 0.026086 | 0.02537
2015-08-09 | 0.023003 | 0.02209 | 0.020476 | 0.017667 | 0.016372 | 0.016052 | 0.016818 | 0.018039 | 0.022625 | 0.02426 | 0.026439 | 0.029089 | 0.033801 | 0.036466 | 0.038942 | 0.045585 | 0.049786 | 0.04903 | 0.041283 | 0.037337 | 0.038636 | 0.033316 | 0.027389 | 0.025405
2015-08-10 | 0.023289 | 0.022009 | 0.020223 | 0.019608 | 0.020123 | 0.021724 | 0.023407 | 0.024282 | 0.025442 | 0.029301 | 0.032727 | 0.037247 | 0.038175 | 0.040471 | 0.040836 | 0.046916 | 0.052511 | 0.046782 | 0.040053 | 0.038682 | 0.03828 | 0.033427 | 0.02649 | 0.024969
2015-08-11 | 0.023857 | 0.022434 | 0.02081 | 0.020275 | 0.020613 | 0.022411 | 0.023643 | 0.024651 | 0.025209 | 0.026828 | 0.031079 | 0.033275 | 0.034431 | 0.037272 | 0.040095 | 0.044402 | 0.04663 | 0.043401 | 0.035441 | 0.034267 | 0.033435 | 0.031156 | 0.025217 | 0.023768
2015-08-12 | 0.023377 | 0.021626 | 0.020055 | 0.0187 | 0.019807 | 0.021546 | 0.022875 | 0.02432 | 0.024831 | 0.026478 | 0.029842 | 0.033066 | 0.03255 | 0.033744 | 0.037525 | 0.042888 | 0.04571 | 0.043699 | 0.033278 | 0.031932 | 0.033077 | 0.030995 | 0.024988 | 0.023656
2015-08-13 | 0.02355 | 0.022428 | 0.020445 | 0.01816 | 0.019719 | 0.021671 | 0.024535 | 0.025628 | 0.027077 | 0.029228 | 0.033735 | 0.036433 | 0.039596 | 0.045364 | 0.044492 | 0.049018 | 0.053888 | 0.050721 | 0.041872 | 0.036165 | 0.036601 | 0.03386 | 0.025962 | 0.024847
2015-08-14 | 0.023193 | 0.020609 | 0.01735 | 0.015684 | 0.016089 | 0.019742 | 0.023244 | 0.024715 | 0.025267 | 0.027591 | 0.032717 | 0.038868 | 0.03936 | 0.041348 | 0.047639 | 0.054581 | 0.062915 | 0.058386 | 0.042212 | 0.037489 | 0.039288 | 0.032892 | 0.027166 | 0.025401
2015-08-15 | 0.023866 | 0.022748 | 0.019722 | 0.015796 | 0.015688 | 0.016086 | 0.016831 | 0.020826 | 0.024363 | 0.026067 | 0.028396 | 0.03507 | 0.036343 | 0.040508 | 0.043226 | 0.051062 | 0.058058 | 0.053918 | 0.040957 | 0.038755 | 0.037249 | 0.033109 | 0.026268 | 0.02469
2015-08-16 | 0.023923 | 0.022925 | 0.021039 | 0.016987 | 0.014428 | 0.012749 | 0.012425 | 0.016263 | 0.023905 | 0.025993 | 0.027026 | 0.032894 | 0.038195 | 0.03981 | 0.045915 | 0.05189 | 0.058438 | 0.055194 | 0.045525 | 0.038901 | 0.039207 | 0.036479 | 0.02791 | 0.025452
2015-08-17 | 0.023697 | 0.021292 | 0.020406 | 0.018841 | 0.01909 | 0.021648 | 0.023413 | 0.025027 | 0.0276 | 0.031351 | 0.036549 | 0.041517 | 0.044965 | 0.05543 | 0.071999 | 0.088807 | 0.10409 | 0.087839 | 0.050597 | 0.043359 | 0.043311 | 0.039208 | 0.030862 | 0.026917
2015-08-18 | 0.024366 | 0.02312 | 0.021914 | 0.020715 | 0.020766 | 0.022963 | 0.023956 | 0.02473 | 0.025957 | 0.028069 | 0.032022 | 0.03358 | 0.035913 | 0.039479 | 0.042993 | 0.050622 | 0.049322 | 0.042678 | 0.036693 | 0.033758 | 0.034205 | 0.032029 | 0.026214 | 0.024623
2015-08-19 | 0.023783 | 0.021479 | 0.019892 | 0.019379 | 0.019494 | 0.022469 | 0.023979 | 0.025162 | 0.025786 | 0.027519 | 0.031508 | 0.033239 | 0.037114 | 0.038162 | 0.041805 | 0.042707 | 0.042999 | 0.039355 | 0.035572 | 0.032301 | 0.03256 | 0.030113 | 0.026017 | 0.024341
2015-08-20 | 0.023699 | 0.02243 | 0.020222 | 0.018992 | 0.019265 | 0.022433 | 0.023987 | 0.024608 | 0.025866 | 0.0279 | 0.03135 | 0.031643 | 0.032561 | 0.035311 | 0.03616 | 0.036572 | 0.034867 | 0.034098 | 0.031489 | 0.030529 | 0.030416 | 0.028555 | 0.024949 | 0.024072
2015-08-21 | 0.023582 | 0.022976 | 0.020866 | 0.019238 | 0.020117 | 0.022787 | 0.023922 | 0.024207 | 0.02526 | 0.027094 | 0.030765 | 0.032817 | 0.033889 | 0.035814 | 0.039661 | 0.043867 | 0.045105 | 0.041923 | 0.032752 | 0.031505 | 0.030881 | 0.027363 | 0.024163 | 0.023635
2015-08-22 | 0.021395 | 0.019522 | 0.015777 | 0.012884 | 0.011005 | 0.011186 | 0.011243 | 0.016812 | 0.022032 | 0.02399 | 0.024848 | 0.026481 | 0.027819 | 0.030133 | 0.030918 | 0.031602 | 0.034746 | 0.033411 | 0.030814 | 0.028926 | 0.028625 | 0.025892 | 0.02385 | 0.022337
2015-08-23 | 0.018931 | 0.014661 | 0.01356 | 0.010694 | 0.0052466 | 0.0035929 | 0.0038447 | 0.0087606 | 0.018978 | 0.023244 | 0.024352 | 0.025523 | 0.027759 | 0.02996 | 0.03296 | 0.033267 | 0.039813 | 0.040301 | 0.033689 | 0.032003 | 0.033316 | 0.028109 | 0.024888 | 0.023854
2015-08-24 | 0.022455 | 0.020526 | 0.018646 | 0.017379 | 0.018095 | 0.020736 | 0.023269 | 0.024388 | 0.025227 | 0.028105 | 0.030467 | 0.034637 | 0.035965 | 0.038345 | 0.045904 | 0.048836 | 0.050056 | 0.044615 | 0.036087 | 0.032814 | 0.033934 | 0.030581 | 0.025972 | 0.024138
2015-08-25 | 0.02226 | 0.01947 | 0.016802 | 0.014011 | 0.016668 | 0.020379 | 0.022567 | 0.023818 | 0.023712 | 0.025547 | 0.026584 | 0.02855 | 0.030041 | 0.031369 | 0.032243 | 0.034252 | 0.036068 | 0.033094 | 0.02987 | 0.028017 | 0.030024 | 0.026485 | 0.023695 | 0.021949
2015-08-26 | 0.023022 | 0.019527 | 0.01734 | 0.017111 | 0.017663 | 0.02195 | 0.023513 | 0.024102 | 0.024509 | 0.025445 | 0.027313 | 0.029003 | 0.030234 | 0.030851 | 0.033857 | 0.0346 | 0.037291 | 0.033559 | 0.030355 | 0.029144 | 0.03036 | 0.028027 | 0.024103 | 0.023333
2015-08-27 | 0.021498 | 0.019405 | 0.016333 | 0.014461 | 0.016204 | 0.020566 | 0.022848 | 0.024085 | 0.024829 | 0.025785 | 0.027883 | 0.029204 | 0.031681 | 0.031732 | 0.03344 | 0.036236 | 0.03948 | 0.03512 | 0.030825 | 0.029988 | 0.030658 | 0.02672 | 0.023776 | 0.022432
2015-08-28 | 0.021251 | 0.018313 | 0.014679 | 0.0131 | 0.014729 | 0.019539 | 0.022236 | 0.023219 | 0.02397 | 0.025463 | 0.027234 | 0.029929 | 0.029787 | 0.030352 | 0.036457 | 0.040973 | 0.044101 | 0.037245 | 0.029944 | 0.028718 | 0.029579 | 0.025317 | 0.023815 | 0.022342
2015-08-29 | 0.02182 | 0.020424 | 0.016209 | 0.012249 | 0.010601 | 0.011747 | 0.012129 | 0.016853 | 0.022354 | 0.023581 | 0.025522 | 0.027992 | 0.029339 | 0.030556 | 0.030996 | 0.036744 | 0.041754 | 0.037693 | 0.030756 | 0.029971 | 0.03034 | 0.027111 | 0.024285 | 0.023319
2015-08-30 | 0.020246 | 0.017901 | 0.014162 | 0.010813 | 0.0085688 | 0.0072715 | 0.0065089 | 0.012207 | 0.021008 | 0.023253 | 0.025723 | 0.027489 | 0.028747 | 0.030724 | 0.032538 | 0.037306 | 0.042932 | 0.042653 | 0.033378 | 0.031751 | 0.034406 | 0.0276 | 0.025299 | 0.023313
2015-08-31 | 0.022136 | 0.019055 | 0.017342 | 0.016116 | 0.017578 | 0.019782 | 0.022495 | 0.023583 | 0.025037 | 0.027042 | 0.029392 | 0.033643 | 0.039523 | 0.04445 | 0.048947 | 0.057328 | 0.064091 | 0.054082 | 0.043384 | 0.038275 | 0.038638 | 0.030763 | 0.025992 | 0.024003
2015-09-01 | 0.022942 | 0.021742 | 0.019472 | 0.018644 | 0.018745 | 0.021739 | 0.024193 | 0.024605 | 0.027034 | 0.031355 | 0.034512 | 0.039947 | 0.049915 | 0.060214 | 0.075715 | 0.095061 | 0.11051 | 0.092633 | 0.055444 | 0.046348 | 0.04513 | 0.035617 | 0.030015 | 0.02567
2015-09-02 | 0.023591 | 0.022978 | 0.021947 | 0.02156 | 0.021936 | 0.023205 | 0.02607 | 0.025617 | 0.027017 | 0.030708 | 0.038517 | 0.042277 | 0.049517 | 0.067727 | 0.084211 | 0.103 | 0.13135 | 0.10304 | 0.062114 | 0.045964 | 0.059401 | 0.037109 | 0.031493 | 0.025517
2015-09-03 | 0.024612 | 0.023634 | 0.022465 | 0.021744 | 0.021909 | 0.0236 | 0.02624 | 0.025865 | 0.027495 | 0.030016 | 0.034953 | 0.042794 | 0.047192 | 0.058273 | 0.066619 | 0.080106 | 0.09425 | 0.074942 | 0.05195 | 0.044557 | 0.044025 | 0.037586 | 0.028841 | 0.025142
2015-09-04 | 0.024363 | 0.023826 | 0.023009 | 0.022105 | 0.022182 | 0.02389 | 0.027072 | 0.02637 | 0.028056 | 0.030047 | 0.033568 | 0.036849 | 0.039859 | 0.043437 | 0.048433 | 0.051632 | 0.053104 | 0.041194 | 0.035772 | 0.036416 | 0.034532 | 0.029017 | 0.024935 | 0.023189
2015-09-05 | 0.023072 | 0.021842 | 0.020522 | 0.01798 | 0.017798 | 0.018277 | 0.020102 | 0.02134 | 0.023509 | 0.024899 | 0.026637 | 0.028368 | 0.031908 | 0.03436 | 0.036853 | 0.04247 | 0.044413 | 0.038059 | 0.032002 | 0.031688 | 0.030036 | 0.02698 | 0.023531 | 0.022769
2015-09-06 | 0.021247 | 0.017935 | 0.016362 | 0.012822 | 0.011971 | 0.010876 | 0.011375 | 0.01095 | 0.019675 | 0.022971 | 0.024377 | 0.02623 | 0.028386 | 0.032755 | 0.0353 | 0.039195 | 0.044205 | 0.042285 | 0.034578 | 0.031609 | 0.030675 | 0.026506 | 0.0235 | 0.02246
2015-09-07 | 0.019648 | 0.017973 | 0.015307 | 0.012497 | 0.0099925 | 0.010174 | 0.011041 | 0.013819 | 0.021017 | 0.024115 | 0.026258 | 0.028658 | 0.033834 | 0.035686 | 0.038547 | 0.04519 | 0.051754 | 0.045983 | 0.03698 | 0.037272 | 0.036721 | 0.027945 | 0.025406 | 0.023127
2015-09-08 | 0.022539 | 0.020629 | 0.019861 | 0.018462 | 0.01851 | 0.021271 | 0.025244 | 0.025802 | 0.026811 | 0.030199 | 0.034736 | 0.041739 | 0.049044 | 0.063575 | 0.080189 | 0.098041 | 0.10929 | 0.096327 | 0.061456 | 0.048338 | 0.043511 | 0.035876 | 0.03001 | 0.024769
2015-09-09 | 0.024096 | 0.023618 | 0.022567 | 0.021992 | 0.022215 | 0.023747 | 0.026603 | 0.026611 | 0.027835 | 0.031931 | 0.035888 | 0.040178 | 0.042542 | 0.048969 | 0.058806 | 0.065509 | 0.073317 | 0.054674 | 0.042325 | 0.039813 | 0.040402 | 0.033757 | 0.028071 | 0.025705
2015-09-10 | 0.023384 | 0.022565 | 0.021845 | 0.021372 | 0.021586 | 0.02318 | 0.026933 | 0.025181 | 0.026224 | 0.028009 | 0.030981 | 0.032805 | 0.033312 | 0.036248 | 0.03652 | 0.036081 | 0.035449 | 0.032546 | 0.029707 | 0.030678 | 0.030086 | 0.025987 | 0.024008 | 0.022085
2015-09-11 | 0.019748 | 0.018977 | 0.018036 | 0.016881 | 0.01813 | 0.020782 | 0.024698 | 0.024381 | 0.025497 | 0.026313 | 0.029144 | 0.030968 | 0.033508 | 0.036893 | 0.039199 | 0.041937 | 0.043597 | 0.038901 | 0.032349 | 0.032494 | 0.032151 | 0.027128 | 0.024291 | 0.023079
2015-09-12 | 0.019491 | 0.017211 | 0.015162 | 0.012005 | 0.010661 | 0.011466 | 0.012676 | 0.016465 | 0.02363 | 0.025522 | 0.026967 | 0.027381 | 0.028288 | 0.02902 | 0.029349 | 0.030213 | 0.029972 | 0.028988 | 0.027038 | 0.028317 | 0.028387 | 0.024808 | 0.022719 | 0.01696
2015-09-13 | 0.014674 | 0.013893 | 0.012065 | 0.010604 | 0.0087039 | 0.0086871 | 0.0085975 | 0.011634 | 0.018467 | 0.02214 | 0.022835 | 0.023503 | 0.023982 | 0.024317 | 0.024321 | 0.024516 | 0.024663 | 0.024752 | 0.024524 | 0.027376 | 0.026923 | 0.023977 | 0.021817 | 0.015169
2015-09-14 | 0.013605 | 0.012262 | 0.011357 | 0.009914 | 0.01185 | 0.017394 | 0.023315 | 0.023539 | 0.024398 | 0.025081 | 0.026166 | 0.027504 | 0.028416 | 0.029031 | 0.029122 | 0.029395 | 0.029648 | 0.029164 | 0.027835 | 0.029769 | 0.029445 | 0.024663 | 0.022768 | 0.018341
2015-09-15 | 0.016034 | 0.016395 | 0.013609 | 0.013126 | 0.015594 | 0.021025 | 0.025738 | 0.02332 | 0.024636 | 0.025492 | 0.027153 | 0.029039 | 0.029969 | 0.031521 | 0.032562 | 0.036171 | 0.03873 | 0.032352 | 0.029854 | 0.030916 | 0.031436 | 0.026347 | 0.023666 | 0.020932
2015-09-16 | 0.018048 | 0.016064 | 0.012768 | 0.011464 | 0.012855 | 0.020468 | 0.028508 | 0.025524 | 0.025807 | 0.029574 | 0.032207 | 0.032577 | 0.035108 | 0.039268 | 0.044769 | 0.050397 | 0.058736 | 0.046092 | 0.036088 | 0.040574 | 0.037429 | 0.029611 | 0.024672 | 0.021933
2015-09-17 | 0.021077 | 0.019633 | 0.018235 | 0.015952 | 0.018103 | 0.022555 | 0.0245 | 0.024557 | 0.02598 | 0.02795 | 0.030796 | 0.03404 | 0.035732 | 0.039958 | 0.046816 | 0.051442 | 0.057811 | 0.047164 | 0.03633 | 0.040454 | 0.035771 | 0.031029 | 0.026081 | 0.023286
2015-09-18 | 0.021695 | 0.020178 | 0.017568 | 0.016151 | 0.017124 | 0.022245 | 0.025591 | 0.025583 | 0.027664 | 0.031313 | 0.034234 | 0.035301 | 0.038839 | 0.047862 | 0.053757 | 0.061666 | 0.060099 | 0.047429 | 0.036791 | 0.040881 | 0.036986 | 0.031185 | 0.026529 | 0.023058
2015-09-19 | 0.023095 | 0.02163 | 0.019589 | 0.017858 | 0.016683 | 0.019316 | 0.02105 | 0.022151 | 0.024121 | 0.026596 | 0.028197 | 0.031319 | 0.033104 | 0.034356 | 0.035089 | 0.03781 | 0.039639 | 0.034483 | 0.031243 | 0.032594 | 0.031471 | 0.027198 | 0.024498 | 0.022959
2015-09-20 | 0.020252 | 0.018819 | 0.018351 | 0.015795 | 0.014236 | 0.015503 | 0.017756 | 0.017847 | 0.021209 | 0.022873 | 0.0237 | 0.024208 | 0.025375 | 0.025799 | 0.026271 | 0.026407 | 0.026631 | 0.026773 | 0.02583 | 0.029632 | 0.029196 | 0.024554 | 0.022775 | 0.020127
2015-09-21 | 0.019061 | 0.018176 | 0.015295 | 0.015002 | 0.017251 | 0.020907 | 0.026898 | 0.024668 | 0.025507 | 0.027278 | 0.02874 | 0.028854 | 0.028705 | 0.028709 | 0.028978 | 0.028825 | 0.028776 | 0.02894 | 0.027434 | 0.031431 | 0.02934 | 0.025339 | 0.022842 | 0.019765
2015-09-22 | 0.020165 | 0.019364 | 0.016813 | 0.015604 | 0.018132 | 0.023897 | 0.030139 | 0.026994 | 0.026692 | 0.029217 | 0.03104 | 0.03261 | 0.03447 | 0.034723 | 0.03501 | 0.036093 | 0.038979 | 0.03539 | 0.032111 | 0.040688 | 0.037412 | 0.027678 | 0.024432 | 0.02294
2015-09-23 | 0.019906 | 0.01814 | 0.014767 | 0.014077 | 0.01678 | 0.022606 | 0.027831 | 0.025372 | 0.025399 | 0.02731 | 0.028784 | 0.030395 | 0.03216 | 0.03408 | 0.035422 | 0.038687 | 0.041927 | 0.035077 | 0.031041 | 0.038668 | 0.035194 | 0.026978 | 0.024148 | 0.021867
2015-09-24 | 0.018259 | 0.015861 | 0.01308 | 0.012488 | 0.014101 | 0.021819 | 0.025534 | 0.024383 | 0.024603 | 0.026438 | 0.027273 | 0.030039 | 0.031322 | 0.032006 | 0.032681 | 0.036156 | 0.041403 | 0.033666 | 0.031013 | 0.037709 | 0.032939 | 0.026591 | 0.023448 | 0.021097
2015-09-25 | 0.018969 | 0.018384 | 0.015325 | 0.014783 | 0.016272 | 0.021937 | 0.027733 | 0.025133 | 0.025983 | 0.027716 | 0.0291 | 0.029784 | 0.030297 | 0.030471 | 0.030401 | 0.030698 | 0.030715 | 0.029763 | 0.027293 | 0.030902 | 0.029483 | 0.025199 | 0.023422 | 0.019462
2015-09-26 | 0.021806 | 0.020451 | 0.018573 | 0.017158 | 0.017129 | 0.019455 | 0.021505 | 0.022179 | 0.023737 | 0.02583 | 0.02794 | 0.029825 | 0.030543 | 0.028472 | 0.028744 | 0.028081 | 0.02796 | 0.027825 | 0.027285 | 0.032439 | 0.031339 | 0.025137 | 0.023166 | 0.0205
2015-09-27 | 0.019667 | 0.018322 | 0.017259 | 0.012606 | 0.012371 | 0.016855 | 0.01871 | 0.019078 | 0.022649 | 0.024369 | 0.024593 | 0.025136 | 0.02573 | 0.026222 | 0.02705 | 0.027511 | 0.028299 | 0.029315 | 0.029353 | 0.038723 | 0.032889 | 0.026727 | 0.023865 | 0.022481
2015-09-28 | 0.020334 | 0.0194 | 0.017045 | 0.016166 | 0.01839 | 0.022101 | 0.030967 | 0.026224 | 0.027658 | 0.03036 | 0.030533 | 0.032982 | 0.03538 | 0.036832 | 0.039828 | 0.040141 | 0.041432 | 0.036116 | 0.033664 | 0.048145 | 0.039748 | 0.03081 | 0.025625 | 0.023444
2015-09-29 | 0.023613 | 0.022266 | 0.020913 | 0.020273 | 0.021512 | 0.023957 | 0.031416 | 0.03056 | 0.03215 | 0.035043 | 0.042233 | 0.042886 | 0.045158 | 0.049252 | 0.04926 | 0.048462 | 0.045943 | 0.039709 | 0.035044 | 0.052561 | 0.043139 | 0.03158 | 0.025878 | 0.023528
2015-09-30 | 0.023723 | 0.022399 | 0.021245 | 0.019973 | 0.021689 | 0.023998 | 0.03363 | 0.035379 | 0.037513 | 0.039017 | 0.043262 | 0.042904 | 0.042241 | 0.042655 | 0.041013 | 0.039873 | 0.038634 | 0.033994 | 0.032869 | 0.048491 | 0.038679 | 0.02755 | 0.024429 | 0.021593
2015-10-01 | 0.022128 | 0.020264 | 0.019293 | 0.018457 | 0.020317 | 0.024458 | 0.034179 | 0.034779 | 0.033691 | 0.034844 | 0.034855 | 0.035089 | 0.035069 | 0.035174 | 0.034446 | 0.033301 | 0.033058 | 0.032355 | 0.035292 | 0.048967 | 0.034693 | 0.028293 | 0.02473 | 0.022896
2015-10-02 | 0.020625 | 0.018464 | 0.0164 | 0.015672 | 0.017194 | 0.021553 | 0.028086 | 0.028728 | 0.028029 | 0.029644 | 0.029714 | 0.030348 | 0.03014 | 0.030284 | 0.029588 | 0.029052 | 0.028214 | 0.027809 | 0.029676 | 0.030878 | 0.029184 | 0.025631 | 0.023703 | 0.021189
2015-10-03 | 0.021038 | 0.018605 | 0.016325 | 0.014941 | 0.014631 | 0.01607 | 0.021309 | 0.023074 | 0.024797 | 0.027279 | 0.027686 | 0.028028 | 0.027092 | 0.025772 | 0.025154 | 0.024968 | 0.02495 | 0.025451 | 0.027157 | 0.030604 | 0.026781 | 0.02471 | 0.022227 | 0.020528
2015-10-04 | 0.017356 | 0.015573 | 0.012619 | 0.010623 | 0.010704 | 0.011915 | 0.014837 | 0.016967 | 0.021299 | 0.023231 | 0.023491 | 0.024068 | 0.024016 | 0.023403 | 0.023205 | 0.023306 | 0.023965 | 0.024331 | 0.02833 | 0.036564 | 0.027651 | 0.025286 | 0.023203 | 0.021343
2015-10-05 | 0.021058 | 0.020949 | 0.019187 | 0.018646 | 0.021081 | 0.024597 | 0.04303 | 0.039379 | 0.032327 | 0.034105 | 0.036208 | 0.035437 | 0.03567 | 0.03604 | 0.034866 | 0.033166 | 0.034243 | 0.033626 | 0.038437 | 0.054431 | 0.037264 | 0.029011 | 0.024703 | 0.023128
2015-10-06 | 0.021856 | 0.019956 | 0.01959 | 0.019574 | 0.020458 | 0.023267 | 0.044124 | 0.033959 | 0.029946 | 0.033222 | 0.034946 | 0.03632 | 0.036888 | 0.037411 | 0.035863 | 0.034057 | 0.033549 | 0.032133 | 0.037848 | 0.059087 | 0.035699 | 0.029819 | 0.024725 | 0.023296
2015-10-07 | 0.022206 | 0.021342 | 0.020525 | 0.020273 | 0.021705 | 0.023474 | 0.033014 | 0.028937 | 0.027729 | 0.028985 | 0.030809 | 0.031961 | 0.033727 | 0.03362 | 0.03179 | 0.032316 | 0.032699 | 0.031114 | 0.036011 | 0.053576 | 0.033625 | 0.028039 | 0.024619 | 0.023112
2015-10-08 | 0.0217 | 0.020354 | 0.019082 | 0.0187 | 0.020652 | 0.023298 | 0.035782 | 0.032893 | 0.030451 | 0.032335 | 0.035554 | 0.035987 | 0.036229 | 0.036656 | 0.036171 | 0.036269 | 0.035298 | 0.031977 | 0.037502 | 0.0556 | 0.035575 | 0.028196 | 0.024473 | 0.02265
2015-10-09 | 0.021729 | 0.02021 | 0.01852 | 0.01834 | 0.020068 | 0.023265 | 0.031891 | 0.031812 | 0.031639 | 0.033653 | 0.037395 | 0.03749 | 0.038759 | 0.039724 | 0.039276 | 0.037579 | 0.035614 | 0.032137 | 0.034866 | 0.041472 | 0.033816 | 0.028608 | 0.024674 | 0.023327
2015-10-10 | 0.023419 | 0.022267 | 0.021522 | 0.021218 | 0.021481 | 0.022605 | 0.024025 | 0.025141 | 0.028907 | 0.034557 | 0.034782 | 0.031592 | 0.030196 | 0.029036 | 0.027836 | 0.027739 | 0.028059 | 0.027903 | 0.031533 | 0.044694 | 0.030879 | 0.027381 | 0.024799 | 0.022223
2015-10-11 | 0.020448 | 0.020152 | 0.018458 | 0.016848 | 0.016908 | 0.018312 | 0.019711 | 0.021556 | 0.023634 | 0.0247 | 0.025061 | 0.025254 | 0.025262 | 0.025212 | 0.02537 | 0.025251 | 0.025739 | 0.026274 | 0.030975 | 0.046658 | 0.029338 | 0.026829 | 0.023625 | 0.021689
2015-10-12 | 0.018639 | 0.016756 | 0.015423 | 0.015618 | 0.01771 | 0.021302 | 0.032343 | 0.029551 | 0.027562 | 0.029136 | 0.03177 | 0.03109 | 0.033951 | 0.035411 | 0.035976 | 0.035351 | 0.034267 | 0.030544 | 0.038011 | 0.057326 | 0.032495 | 0.027515 | 0.023629 | 0.021563
2015-10-13 | 0.018908 | 0.017375 | 0.015938 | 0.015624 | 0.018646 | 0.023528 | 0.034901 | 0.032224 | 0.028987 | 0.032185 | 0.03235 | 0.032613 | 0.033727 | 0.034552 | 0.034529 | 0.033089 | 0.032649 | 0.031015 | 0.037137 | 0.055105 | 0.033978 | 0.028881 | 0.023999 | 0.022474
2015-10-14 | 0.021729 | 0.020489 | 0.019498 | 0.018899 | 0.020684 | 0.023774 | 0.033736 | 0.035899 | 0.034237 | 0.034546 | 0.034652 | 0.034189 | 0.034207 | 0.034797 | 0.034019 | 0.031474 | 0.031015 | 0.029616 | 0.0382 | 0.054294 | 0.035065 | 0.029148 | 0.024735 | 0.023264
2015-10-15 | 0.022821 | 0.02228 | 0.021753 | 0.021432 | 0.022449 | 0.025779 | 0.044229 | 0.043377 | 0.036575 | 0.037283 | 0.038144 | 0.03758 | 0.036504 | 0.036971 | 0.035603 | 0.03273 | 0.032392 | 0.030746 | 0.03846 | 0.05542 | 0.037028 | 0.031223 | 0.025974 | 0.024144
2015-10-16 | 0.022439 | 0.021077 | 0.020644 | 0.020657 | 0.021657 | 0.024458 | 0.033627 | 0.039403 | 0.033971 | 0.034307 | 0.036708 | 0.034141 | 0.034006 | 0.034018 | 0.0328 | 0.030325 | 0.029202 | 0.028747 | 0.034871 | 0.046824 | 0.035085 | 0.030392 | 0.026867 | 0.023774
2015-10-17 | 0.025733 | 0.024036 | 0.023794 | 0.023418 | 0.023616 | 0.024902 | 0.028545 | 0.030766 | 0.033739 | 0.040337 | 0.04091 | 0.035657 | 0.033387 | 0.030308 | 0.02966 | 0.02923 | 0.029477 | 0.030745 | 0.043264 | 0.055028 | 0.041911 | 0.037139 | 0.030631 | 0.027234
2015-10-18 | 0.026903 | 0.025541 | 0.024778 | 0.024323 | 0.024879 | 0.026485 | 0.030106 | 0.032346 | 0.034672 | 0.035704 | 0.033796 | 0.02965 | 0.02874 | 0.027436 | 0.026782 | 0.026728 | 0.027416 | 0.029374 | 0.044859 | 0.061311 | 0.042992 | 0.037402 | 0.031758 | 0.027867
2015-10-19 | 0.027383 | 0.026473 | 0.026252 | 0.026166 | 0.02819 | 0.037335 | 0.067969 | 0.090197 | 0.056569 | 0.044636 | 0.041427 | 0.038093 | 0.03569 | 0.034574 | 0.033055 | 0.031156 | 0.031026 | 0.034023 | 0.045616 | 0.059553 | 0.040171 | 0.034619 | 0.028313 | 0.025664
2015-10-20 | 0.025766 | 0.02408 | 0.024234 | 0.024089 | 0.025413 | 0.031369 | 0.048113 | 0.059891 | 0.043192 | 0.037115 | 0.038675 | 0.035098 | 0.0344 | 0.033509 | 0.03396 | 0.032731 | 0.03258 | 0.032016 | 0.045056 | 0.057147 | 0.040527 | 0.031485 | 0.027124 | 0.02527
2015-10-21 | 0.02414 | 0.023491 | 0.022782 | 0.022609 | 0.024175 | 0.027602 | 0.042452 | 0.046135 | 0.037065 | 0.037359 | 0.036001 | 0.036527 | 0.036283 | 0.036253 | 0.035067 | 0.033335 | 0.033112 | 0.032165 | 0.045479 | 0.055706 | 0.038879 | 0.032287 | 0.026082 | 0.024329
2015-10-22 | 0.023279 | 0.023153 | 0.02272 | 0.022381 | 0.023519 | 0.027359 | 0.0414 | 0.04499 | 0.037331 | 0.037129 | 0.035659 | 0.038427 | 0.040912 | 0.042918 | 0.042108 | 0.039167 | 0.040366 | 0.03684 | 0.050332 | 0.060182 | 0.041801 | 0.035732 | 0.028872 | 0.025772
2015-10-23 | 0.023865 | 0.02336 | 0.022873 | 0.022117 | 0.023115 | 0.026528 | 0.043047 | 0.041962 | 0.036243 | 0.038148 | 0.03876 | 0.038109 | 0.035407 | 0.035235 | 0.033778 | 0.031303 | 0.031232 | 0.031678 | 0.039379 | 0.041456 | 0.033955 | 0.029208 | 0.025875 | 0.024374
2015-10-24 | 0.023219 | 0.022194 | 0.021559 | 0.021127 | 0.021667 | 0.022722 | 0.024266 | 0.026247 | 0.028671 | 0.031501 | 0.030458 | 0.02949 | 0.028698 | 0.028211 | 0.027277 | 0.026755 | 0.026883 | 0.027965 | 0.034987 | 0.03329 | 0.02915 | 0.027994 | 0.025046 | 0.023678
2015-10-25 | 0.020836 | 0.019104 | 0.017647 | 0.016392 | 0.016458 | 0.017904 | 0.020327 | 0.02226 | 0.025008 | 0.025694 | 0.025984 | 0.02612 | 0.026044 | 0.025701 | 0.025458 | 0.025268 | 0.025483 | 0.026275 | 0.037332 | 0.039029 | 0.028401 | 0.027131 | 0.024637 | 0.023338
2015-10-26 | 0.021021 | 0.020812 | 0.020371 | 0.020172 | 0.021694 | 0.025324 | 0.040686 | 0.044084 | 0.038497 | 0.034189 | 0.034138 | 0.031187 | 0.030876 | 0.030956 | 0.029685 | 0.02863 | 0.02887 | 0.030683 | 0.045323 | 0.047455 | 0.031157 | 0.028742 | 0.025917 | 0.02376
2015-10-27 | 0.021659 | 0.021412 | 0.021067 | 0.021004 | 0.021949 | 0.025303 | 0.038811 | 0.040429 | 0.034967 | 0.034752 | 0.034986 | 0.034817 | 0.032115 | 0.030352 | 0.028997 | 0.028365 | 0.028571 | 0.028911 | 0.04124 | 0.040501 | 0.028879 | 0.027394 | 0.025442 | 0.022656
2015-10-28 | 0.020653 | 0.020187 | 0.019674 | 0.019081 | 0.020181 | 0.022935 | 0.03373 | 0.032265 | 0.02962 | 0.031395 | 0.031854 | 0.032248 | 0.032292 | 0.031593 | 0.031336 | 0.030678 | 0.030846 | 0.032408 | 0.044112 | 0.039673 | 0.031022 | 0.026997 | 0.024512 | 0.022148
2015-10-29 | 0.021246 | 0.020164 | 0.020008 | 0.019207 | 0.020521 | 0.023579 | 0.036266 | 0.036226 | 0.033266 | 0.033444 | 0.033017 | 0.032195 | 0.031653 | 0.031592 | 0.02971 | 0.028354 | 0.028628 | 0.02926 | 0.042605 | 0.043796 | 0.033777 | 0.029234 | 0.02525 | 0.023412
2015-10-30 | 0.021703 | 0.021156 | 0.021336 | 0.021288 | 0.022417 | 0.024957 | 0.035599 | 0.038274 | 0.032533 | 0.032901 | 0.033476 | 0.031728 | 0.030037 | 0.029394 | 0.028409 | 0.027296 | 0.027394 | 0.027776 | 0.031896 | 0.032934 | 0.031402 | 0.027977 | 0.025346 | 0.023543
2015-10-31 | 0.023424 | 0.022948 | 0.022943 | 0.022824 | 0.022872 | 0.023465 | 0.025676 | 0.031172 | 0.033804 | 0.041147 | 0.036085 | 0.032428 | 0.02823 | 0.026148 | 0.02518 | 0.024715 | 0.024962 | 0.026293 | 0.029715 | 0.031307 | 0.028394 | 0.026726 | 0.024057 | 0.022088
2015-11-01 | 0.020574 | 0.019892 | 0.01939 | 0.016054 | 0.015216 | 0.015466 | 0.018927 | 0.02027 | 0.022317 | 0.023327 | 0.024366 | 0.024321 | 0.024288 | 0.024022 | 0.023622 | 0.023121 | 0.023341 | 0.024459 | 0.040657 | 0.03093 | 0.028027 | 0.026621 | 0.024275 | 0.022485
2015-11-02 | 0.019335 | 0.017927 | 0.01746 | 0.017182 | 0.020708 | 0.02399 | 0.032135 | 0.030497 | 0.029867 | 0.029351 | 0.030461 | 0.029387 | 0.028997 | 0.028775 | 0.027105 | 0.026717 | 0.027523 | 0.050487 | 0.041453 | 0.030954 | 0.028247 | 0.026551 | 0.024094 | 0.021517
2015-11-03 | 0.021692 | 0.020934 | 0.019902 | 0.019968 | 0.021959 | 0.024905 | 0.033154 | 0.032768 | 0.032672 | 0.033347 | 0.033436 | 0.033656 | 0.032128 | 0.033165 | 0.029664 | 0.029029 | 0.030302 | 0.051052 | 0.045213 | 0.03437 | 0.03298 | 0.027339 | 0.024541 | 0.02184
2015-11-04 | 0.021212 | 0.020326 | 0.01942 | 0.01891 | 0.020648 | 0.024293 | 0.03111 | 0.032238 | 0.032053 | 0.032241 | 0.032553 | 0.032851 | 0.033528 | 0.033751 | 0.033173 | 0.029465 | 0.030677 | 0.054673 | 0.041249 | 0.033493 | 0.032401 | 0.028142 | 0.024692 | 0.021494
2015-11-05 | 0.021221 | 0.019594 | 0.018734 | 0.01783 | 0.020345 | 0.024096 | 0.029739 | 0.032598 | 0.03142 | 0.033867 | 0.035267 | 0.036491 | 0.034942 | 0.035389 | 0.034487 | 0.032494 | 0.032091 | 0.05545 | 0.046916 | 0.035959 | 0.033827 | 0.027107 | 0.024439 | 0.021714
2015-11-06 | 0.020057 | 0.018562 | 0.016734 | 0.015713 | 0.017978 | 0.023093 | 0.029177 | 0.031585 | 0.033057 | 0.035815 | 0.036654 | 0.037806 | 0.036817 | 0.036242 | 0.035911 | 0.034506 | 0.035067 | 0.053051 | 0.045951 | 0.035657 | 0.033699 | 0.0277 | 0.025346 | 0.021933
2015-11-07 | 0.021935 | 0.021126 | 0.020264 | 0.019273 | 0.020264 | 0.020988 | 0.021246 | 0.023784 | 0.026527 | 0.029346 | 0.029963 | 0.028398 | 0.026341 | 0.025542 | 0.024668 | 0.024321 | 0.024982 | 0.032909 | 0.033192 | 0.029117 | 0.028308 | 0.026158 | 0.023373 | 0.021314
2015-11-08 | 0.021456 | 0.020706 | 0.020425 | 0.020151 | 0.020856 | 0.022203 | 0.022876 | 0.024278 | 0.028318 | 0.028519 | 0.026922 | 0.025625 | 0.024929 | 0.02427 | 0.023637 | 0.023556 | 0.024826 | 0.039369 | 0.038221 | 0.032679 | 0.031503 | 0.028531 | 0.02468 | 0.022959
2015-11-09 | 0.023982 | 0.023593 | 0.023946 | 0.024292 | 0.025131 | 0.029962 | 0.043556 | 0.043507 | 0.038851 | 0.039032 | 0.038528 | 0.036397 | 0.034792 | 0.033105 | 0.035392 | 0.031723 | 0.034353 | 0.053995 | 0.047769 | 0.038611 | 0.035934 | 0.036387 | 0.026759 | 0.024768
2015-11-10 | 0.022404 | 0.021554 | 0.021016 | 0.020874 | 0.022236 | 0.025231 | 0.034205 | 0.035463 | 0.035035 | 0.035091 | 0.036079 | 0.034554 | 0.03389 | 0.032577 | 0.030726 | 0.029772 | 0.032307 | 0.050311 | 0.041797 | 0.035499 | 0.033252 | 0.029093 | 0.025413 | 0.022696
2015-11-11 | 0.022384 | 0.021084 | 0.020256 | 0.019797 | 0.022031 | 0.02526 | 0.036275 | 0.038383 | 0.038729 | 0.03757 | 0.037551 | 0.03587 | 0.034517 | 0.031049 | 0.030004 | 0.029099 | 0.029969 | 0.042159 | 0.037674 | 0.033055 | 0.031863 | 0.030314 | 0.024559 | 0.020852
2015-11-12 | 0.021165 | 0.020494 | 0.01893 | 0.018473 | 0.021095 | 0.024222 | 0.03146 | 0.032851 | 0.032844 | 0.032858 | 0.032234 | 0.032863 | 0.03211 | 0.030232 | 0.029032 | 0.028507 | 0.029403 | 0.041244 | 0.036075 | 0.030423 | 0.030367 | 0.027978 | 0.024349 | 0.020574
2015-11-13 | 0.018203 | 0.017889 | 0.017694 | 0.016961 | 0.019292 | 0.021407 | 0.030319 | 0.02904 | 0.027688 | 0.027554 | 0.027679 | 0.027055 | 0.025605 | 0.024717 | 0.024359 | 0.02409 | 0.024569 | 0.034131 | 0.029896 | 0.027322 | 0.027798 | 0.025431 | 0.023704 | 0.02126
2015-11-14 | 0.022012 | 0.021617 | 0.021412 | 0.021385 | 0.021824 | 0.02252 | 0.024571 | 0.027137 | 0.028524 | 0.028448 | 0.028716 | 0.027061 | 0.02522 | 0.02451 | 0.023661 | 0.023368 | 0.024886 | 0.033288 | 0.031244 | 0.028903 | 0.028639 | 0.025658 | 0.023666 | 0.022473
2015-11-15 | 0.022051 | 0.021127 | 0.020753 | 0.020828 | 0.021312 | 0.022091 | 0.02439 | 0.023994 | 0.025548 | 0.024133 | 0.022936 | 0.022301 | 0.021605 | 0.021554 | 0.02115 | 0.021347 | 0.022318 | 0.036191 | 0.027163 | 0.025354 | 0.025321 | 0.022933 | 0.021315 | 0.020062
2015-11-16 | 0.018142 | 0.016777 | 0.016241 | 0.016723 | 0.02009 | 0.022667 | 0.036244 | 0.032042 | 0.030132 | 0.029871 | 0.029591 | 0.027401 | 0.026137 | 0.025632 | 0.024446 | 0.024114 | 0.025135 | 0.042563 | 0.031733 | 0.028973 | 0.028486 | 0.024461 | 0.022047 | 0.020507
2015-11-17 | 0.020809 | 0.020081 | 0.019482 | 0.018855 | 0.02044 | 0.022632 | 0.029672 | 0.029627 | 0.028965 | 0.028192 | 0.027545 | 0.027247 | 0.026051 | 0.025336 | 0.024659 | 0.024328 | 0.025407 | 0.034848 | 0.030015 | 0.028576 | 0.027979 | 0.024303 | 0.02201 | 0.020153
2015-11-18 | 0.017687 | 0.016619 | 0.015162 | 0.014704 | 0.016944 | 0.019899 | 0.028287 | 0.026024 | 0.025971 | 0.026221 | 0.026294 | 0.026723 | 0.026178 | 0.025916 | 0.02477 | 0.024271 | 0.024999 | 0.032524 | 0.02783 | 0.026966 | 0.02669 | 0.023824 | 0.021131 | 0.017241
2015-11-19 | 0.017317 | 0.015898 | 0.01503 | 0.014948 | 0.016769 | 0.02141 | 0.028845 | 0.029048 | 0.028686 | 0.030385 | 0.030557 | 0.030409 | 0.029288 | 0.028881 | 0.027193 | 0.026656 | 0.028507 | 0.040686 | 0.032958 | 0.031498 | 0.03112 | 0.028022 | 0.022984 | 0.021732
2015-11-20 | 0.02118 | 0.020078 | 0.018773 | 0.019092 | 0.021287 | 0.026409 | 0.039714 | 0.039273 | 0.038112 | 0.037368 | 0.035519 | 0.032765 | 0.030347 | 0.029575 | 0.028178 | 0.027873 | 0.032118 | 0.047181 | 0.04216 | 0.040891 | 0.038975 | 0.034221 | 0.03054 | 0.026275
2015-11-21 | 0.023954 | 0.023396 | 0.022885 | 0.022671 | 0.022905 | 0.023925 | 0.026033 | 0.027945 | 0.030002 | 0.030358 | 0.029723 | 0.027527 | 0.025953 | 0.024966 | 0.023986 | 0.023965 | 0.02499 | 0.035661 | 0.032661 | 0.030933 | 0.030836 | 0.026089 | 0.023695 | 0.02239
2015-11-22 | 0.019814 | 0.018424 | 0.01738 | 0.017461 | 0.019178 | 0.020999 | 0.022512 | 0.023016 | 0.024483 | 0.025966 | 0.025946 | 0.025613 | 0.024784 | 0.024824 | 0.024291 | 0.024096 | 0.025956 | 0.043127 | 0.035127 | 0.034715 | 0.032616 | 0.028068 | 0.024996 | 0.023709
2015-11-23 | 0.022363 | 0.020633 | 0.022066 | 0.022398 | 0.023383 | 0.026027 | 0.038932 | 0.048256 | 0.039362 | 0.03605 | 0.032233 | 0.03115 | 0.028565 | 0.027258 | 0.025891 | 0.025034 | 0.027446 | 0.043714 | 0.03991 | 0.037496 | 0.035655 | 0.030559 | 0.026367 | 0.023671
2015-11-24 | 0.024803 | 0.024574 | 0.024296 | 0.024346 | 0.025263 | 0.032491 | 0.052138 | 0.06196 | 0.038565 | 0.035032 | 0.032312 | 0.03129 | 0.028936 | 0.027559 | 0.026545 | 0.026182 | 0.026865 | 0.044758 | 0.036825 | 0.035137 | 0.033987 | 0.030218 | 0.026214 | 0.024223
2015-11-25 | 0.021566 | 0.02153 | 0.02127 | 0.02119 | 0.021986 | 0.025984 | 0.035033 | 0.040786 | 0.030188 | 0.028958 | 0.02748 | 0.026027 | 0.024779 | 0.023934 | 0.023208 | 0.022966 | 0.023834 | 0.029997 | 0.028265 | 0.02682 | 0.025783 | 0.023511 | 0.021081 | 0.019899
2015-11-26 | 0.018169 | 0.015819 | 0.015586 | 0.015079 | 0.015337 | 0.017116 | 0.019838 | 0.021538 | 0.022757 | 0.023896 | 0.024036 | 0.022978 | 0.021216 | 0.019323 | 0.016872 | 0.016244 | 0.017942 | 0.023013 | 0.022066 | 0.021693 | 0.021397 | 0.020471 | 0.018131 | 0.014664
2015-11-27 | 0.013935 | 0.012214 | 0.010855 | 0.01063 | 0.012988 | 0.015285 | 0.019644 | 0.022598 | 0.022725 | 0.023431 | 0.023359 | 0.023007 | 0.021967 | 0.021309 | 0.020582 | 0.020567 | 0.022559 | 0.02567 | 0.025566 | 0.025372 | 0.024985 | 0.023673 | 0.021275 | 0.017799
2015-11-28 | 0.015212 | 0.014373 | 0.013911 | 0.013303 | 0.013911 | 0.014732 | 0.017825 | 0.020093 | 0.021977 | 0.023196 | 0.02372 | 0.023316 | 0.022727 | 0.021431 | 0.020894 | 0.020934 | 0.022236 | 0.024737 | 0.024663 | 0.024788 | 0.024486 | 0.02322 | 0.020825 | 0.017372
2015-11-29 | 0.015157 | 0.014089 | 0.013148 | 0.013148 | 0.013528 | 0.01423 | 0.016187 | 0.018868 | 0.021448 | 0.022548 | 0.023388 | 0.022935 | 0.022444 | 0.021766 | 0.021184 | 0.02163 | 0.023323 | 0.028912 | 0.0257 | 0.025649 | 0.025496 | 0.024256 | 0.021755 | 0.019314
2015-11-30 | 0.019275 | 0.018917 | 0.018259 | 0.018639 | 0.019981 | 0.023617 | 0.030343 | 0.031525 | 0.029312 | 0.029053 | 0.029392 | 0.028435 | 0.027201 | 0.026944 | 0.026298 | 0.025785 | 0.02819 | 0.039735 | 0.031925 | 0.030735 | 0.02984 | 0.026645 | 0.022924 | 0.020617
2015-12-01 | 0.019225 | 0.018025 | 0.015998 | 0.016016 | 0.017574 | 0.021626 | 0.025241 | 0.026342 | 0.026813 | 0.026573 | 0.026796 | 0.02718 | 0.026452 | 0.025892 | 0.025292 | 0.024611 | 0.025592 | 0.03042 | 0.027029 | 0.027153 | 0.02737 | 0.025852 | 0.023045 | 0.018181
2015-12-02 | 0.018759 | 0.018003 | 0.016892 | 0.016886 | 0.017945 | 0.021207 | 0.028262 | 0.02909 | 0.02855 | 0.028224 | 0.028602 | 0.028648 | 0.027849 | 0.026945 | 0.026114 | 0.025643 | 0.026805 | 0.033254 | 0.028769 | 0.028579 | 0.02844 | 0.026587 | 0.02322 | 0.020066
2015-12-03 | 0.021763 | 0.021235 | 0.020732 | 0.020842 | 0.022166 | 0.02505 | 0.036336 | 0.041687 | 0.036594 | 0.033644 | 0.032792 | 0.032858 | 0.030512 | 0.029023 | 0.027896 | 0.027643 | 0.031158 | 0.049626 | 0.040451 | 0.040366 | 0.03767 | 0.032193 | 0.027072 | 0.024103
2015-12-04 | 0.022002 | 0.02125 | 0.02086 | 0.020999 | 0.0221 | 0.024917 | 0.034967 | 0.041906 | 0.033131 | 0.030225 | 0.029404 | 0.02847 | 0.026732 | 0.026209 | 0.025437 | 0.025259 | 0.026925 | 0.033429 | 0.031467 | 0.029787 | 0.028283 | 0.027772 | 0.025163 | 0.023288
2015-12-05 | 0.024091 | 0.023846 | 0.023369 | 0.023164 | 0.023741 | 0.024887 | 0.031375 | 0.033399 | 0.034129 | 0.032175 | 0.028053 | 0.026598 | 0.025274 | 0.024226 | 0.023657 | 0.023667 | 0.026036 | 0.034036 | 0.031165 | 0.030094 | 0.029129 | 0.026536 | 0.023684 | 0.022524
2015-12-06 | 0.023909 | 0.022651 | 0.022691 | 0.022525 | 0.022613 | 0.023312 | 0.024259 | 0.026427 | 0.029659 | 0.027918 | 0.024949 | 0.024663 | 0.024142 | 0.023653 | 0.023062 | 0.022879 | 0.025438 | 0.039499 | 0.034568 | 0.034193 | 0.033617 | 0.02796 | 0.024827 | 0.023694
2015-12-07 | 0.023843 | 0.022875 | 0.02256 | 0.023268 | 0.02406 | 0.026305 | 0.037535 | 0.045194 | 0.034107 | 0.033011 | 0.030562 | 0.028385 | 0.027836 | 0.026866 | 0.026207 | 0.026317 | 0.030548 | 0.047417 | 0.041228 | 0.037747 | 0.034554 | 0.030586 | 0.026693 | 0.023383
2015-12-08 | 0.022453 | 0.021058 | 0.020629 | 0.021194 | 0.022696 | 0.024836 | 0.03401 | 0.040344 | 0.031911 | 0.029141 | 0.02882 | 0.028003 | 0.026385 | 0.025817 | 0.025474 | 0.025486 | 0.028849 | 0.042586 | 0.038644 | 0.034561 | 0.031263 | 0.027627 | 0.024938 | 0.022661
2015-12-09 | 0.020269 | 0.019266 | 0.01856 | 0.018835 | 0.020313 | 0.023372 | 0.029524 | 0.02875 | 0.027859 | 0.026884 | 0.026647 | 0.025869 | 0.025093 | 0.024413 | 0.024234 | 0.024271 | 0.026084 | 0.037256 | 0.031579 | 0.029209 | 0.027724 | 0.025358 | 0.022489 | 0.01922
2015-12-10 | 0.018443 | 0.017255 | 0.015833 | 0.015277 | 0.018227 | 0.021613 | 0.029192 | 0.029478 | 0.027606 | 0.02665 | 0.026549 | 0.025514 | 0.025064 | 0.024115 | 0.023502 | 0.023125 | 0.025427 | 0.032621 | 0.031412 | 0.030382 | 0.027771 | 0.024618 | 0.021358 | 0.018994
2015-12-11 | 0.017355 | 0.015788 | 0.014334 | 0.014526 | 0.016794 | 0.020302 | 0.028113 | 0.028439 | 0.026598 | 0.02622 | 0.026462 | 0.025831 | 0.024869 | 0.024385 | 0.023587 | 0.023241 | 0.025347 | 0.030747 | 0.027889 | 0.02697 | 0.02576 | 0.023735 | 0.020743 | 0.018066
2015-12-12 | 0.016985 | 0.015697 | 0.012079 | 0.011695 | 0.012521 | 0.015333 | 0.01815 | 0.020901 | 0.023626 | 0.024894 | 0.02527 | 0.024481 | 0.021905 | 0.021436 | 0.021286 | 0.02131 | 0.023746 | 0.029712 | 0.026299 | 0.025515 | 0.025239 | 0.023451 | 0.019675 | 0.015798
2015-12-13 | 0.014303 | 0.01069 | 0.0085161 | 0.0083769 | 0.0084914 | 0.0095763 | 0.012871 | 0.014927 | 0.017501 | 0.01958 | 0.020096 | 0.0198 | 0.019756 | 0.019084 | 0.018222 | 0.018443 | 0.021375 | 0.02851 | 0.026015 | 0.025717 | 0.025229 | 0.021832 | 0.01911 | 0.014802
2015-12-14 | 0.013086 | 0.010213 | 0.0088603 | 0.0089481 | 0.011907 | 0.017738 | 0.024719 | 0.02614 | 0.025428 | 0.0259 | 0.027402 | 0.027651 | 0.026369 | 0.026156 | 0.025348 | 0.025199 | 0.02855 | 0.035226 | 0.032677 | 0.029383 | 0.028363 | 0.024961 | 0.021547 | 0.018487
2015-12-15 | 0.015828 | 0.014332 | 0.01235 | 0.012307 | 0.014685 | 0.018242 | 0.024724 | 0.026929 | 0.026243 | 0.026206 | 0.026397 | 0.026014 | 0.02564 | 0.025211 | 0.024633 | 0.024553 | 0.027139 | 0.034925 | 0.03387 | 0.031793 | 0.028945 | 0.026062 | 0.022767 | 0.020974
2015-12-16 | 0.018705 | 0.01635 | 0.015042 | 0.015894 | 0.017105 | 0.023551 | 0.030846 | 0.03391 | 0.028898 | 0.02819 | 0.027169 | 0.02618 | 0.025436 | 0.024996 | 0.024736 | 0.024784 | 0.027249 | 0.035683 | 0.035222 | 0.033588 | 0.033176 | 0.026557 | 0.023279 | 0.020542
2015-12-17 | 0.019304 | 0.017086 | 0.015486 | 0.015788 | 0.017268 | 0.021499 | 0.02994 | 0.03239 | 0.029145 | 0.030305 | 0.031246 | 0.029665 | 0.028259 | 0.027289 | 0.026705 | 0.026818 | 0.031214 | 0.045772 | 0.039505 | 0.034132 | 0.033369 | 0.028497 | 0.024436 | 0.021663
2015-12-18 | 0.018933 | 0.017011 | 0.015967 | 0.016153 | 0.018533 | 0.022397 | 0.032019 | 0.03252 | 0.02991 | 0.028056 | 0.028 | 0.027226 | 0.026162 | 0.025514 | 0.024781 | 0.024463 | 0.026706 | 0.041481 | 0.036586 | 0.032799 | 0.031917 | 0.028358 | 0.025099 | 0.022099
2015-12-19 | 0.024002 | 0.023787 | 0.023263 | 0.023176 | 0.023385 | 0.024838 | 0.027264 | 0.029986 | 0.032173 | 0.029874 | 0.027339 | 0.025496 | 0.024393 | 0.02436 | 0.023439 | 0.023426 | 0.025548 | 0.037887 | 0.035681 | 0.03447 | 0.03377 | 0.030206 | 0.025505 | 0.023646
2015-12-20 | 0.023709 | 0.022852 | 0.022816 | 0.022761 | 0.022446 | 0.02407 | 0.026226 | 0.027615 | 0.026942 | 0.025679 | 0.02378 | 0.02248 | 0.022088 | 0.021613 | 0.021171 | 0.021344 | 0.023671 | 0.03524 | 0.028354 | 0.027872 | 0.026832 | 0.025077 | 0.023665 | 0.021193
2015-12-21 | 0.020904 | 0.019406 | 0.018466 | 0.018709 | 0.02016 | 0.0231 | 0.027368 | 0.029709 | 0.028512 | 0.028304 | 0.027998 | 0.026763 | 0.025935 | 0.025305 | 0.024571 | 0.024616 | 0.027944 | 0.03647 | 0.029202 | 0.028335 | 0.027948 | 0.025048 | 0.022654 | 0.019698
2015-12-22 | 0.017575 | 0.016566 | 0.014977 | 0.01476 | 0.016568 | 0.01974 | 0.025149 | 0.026347 | 0.025769 | 0.025929 | 0.025959 | 0.0257 | 0.025235 | 0.024328 | 0.023616 | 0.023443 | 0.025817 | 0.033681 | 0.027785 | 0.026809 | 0.026098 | 0.024854 | 0.020947 | 0.018256
2015-12-23 | 0.016067 | 0.014019 | 0.012667 | 0.012352 | 0.013601 | 0.016565 | 0.024575 | 0.026509 | 0.026956 | 0.027177 | 0.026396 | 0.026402 | 0.025481 | 0.024754 | 0.023799 | 0.023186 | 0.025956 | 0.029624 | 0.026644 | 0.025935 | 0.026027 | 0.023807 | 0.019168 | 0.015737
2015-12-24 | 0.014685 | 0.011095 | 0.0098592 | 0.0097446 | 0.010485 | 0.014262 | 0.018188 | 0.020933 | 0.023994 | 0.025981 | 0.025882 | 0.026226 | 0.02572 | 0.025517 | 0.025242 | 0.024742 | 0.02557 | 0.027618 | 0.026384 | 0.025821 | 0.025567 | 0.024401 | 0.020515 | 0.018664
2015-12-25 | 0.011389 | 0.010748 | 0.0080249 | 0.0078566 | 0.0081162 | 0.0093048 | 0.011283 | 0.018526 | 0.020755 | 0.022139 | 0.022758 | 0.022042 | 0.02069 | 0.019921 | 0.0184 | 0.017838 | 0.020568 | 0.025945 | 0.024196 | 0.023797 | 0.023142 | 0.021334 | 0.016996 | 0.012998
2015-12-26 | 0.013472 | 0.011043 | 0.008276 | 0.0079796 | 0.0084685 | 0.0097285 | 0.01282 | 0.014776 | 0.019546 | 0.02183 | 0.022597 | 0.02269 | 0.022271 | 0.021475 | 0.020389 | 0.020222 | 0.023517 | 0.027348 | 0.026333 | 0.025629 | 0.024793 | 0.021954 | 0.019651 | 0.015939
2015-12-27 | 0.013342 | 0.011115 | 0.0084394 | 0.0077188 | 0.0077087 | 0.0080191 | 0.009261 | 0.011518 | 0.015197 | 0.017783 | 0.01807 | 0.018304 | 0.018357 | 0.017965 | 0.017532 | 0.017628 | 0.022712 | 0.02899 | 0.026598 | 0.025852 | 0.025448 | 0.024344 | 0.020253 | 0.016304
2015-12-28 | 0.015413 | 0.014037 | 0.011098 | 0.011835 | 0.014354 | 0.016982 | 0.023626 | 0.025919 | 0.027144 | 0.026937 | 0.027292 | 0.027151 | 0.026837 | 0.026407 | 0.025927 | 0.026005 | 0.027373 | 0.040744 | 0.035812 | 0.029702 | 0.02811 | 0.026016 | 0.022213 | 0.020076
2015-12-29 | 0.017553 | 0.015615 | 0.012592 | 0.012541 | 0.014872 | 0.019398 | 0.022503 | 0.026391 | 0.026665 | 0.026673 | 0.027386 | 0.027145 | 0.026292 | 0.026023 | 0.025167 | 0.024703 | 0.028189 | 0.04118 | 0.032659 | 0.030257 | 0.028506 | 0.026376 | 0.021921 | 0.019959
2015-12-30 | 0.020517 | 0.020048 | 0.019319 | 0.019493 | 0.019998 | 0.022197 | 0.02431 | 0.028923 | 0.029823 | 0.030626 | 0.03175 | 0.030625 | 0.03028 | 0.028228 | 0.026084 | 0.025976 | 0.031067 | 0.047969 | 0.032904 | 0.031146 | 0.030169 | 0.02607 | 0.022261 | 0.020473
2015-12-31 | 0.020424 | 0.018517 | 0.017571 | 0.017727 | 0.018416 | 0.020038 | 0.023484 | 0.025887 | 0.026695 | 0.027616 | 0.028124 | 0.027496 | 0.027171 | 0.026862 | 0.024888 | 0.024832 | 0.028067 | 0.047564 | 0.03166 | 0.029307 | 0.028061 | 0.026422 | 0.022911 | 0.021938

## Electric Rate ($ per kW)
Hour Ending | 1 | 2 | 3 | 4 | 5 | 6 | 7 | 8 | 9 | 10 | 11 | 12 | 13 | 14 | 15 | 16 | 17 | 18 | 19 | 20 | 21 | 22 | 23 | 24
Date
2015-01-01 | 0.05 | 0.05 | 0.05 | 0.05 | 0.05 | 0.09 | 0.09 | 0.09 | 0.09 | 0.15 | 0.15 | 0.15 | 0.15 | 0.15 | 0.15 | 0.09 | 0.09 | 0.09 | 0.09 | 0.09 | 0.09 | 0.09 | 0.05 | 0.05
2015-01-02 | 0.05 | 0.05 | 0.05 | 0.05 | 0.05 | 0.09 | 0.09 | 0.09 | 0.09 | 0.15 | 0.15 | 0.15 | 0.15 | 0.15 | 0.15 | 0.09 | 0.09 | 0.09 | 0.09 | 0.09 | 0.09 | 0.09 | 0.05 | 0.05
2015-01-03 | 0.05 | 0.05 | 0.05 | 0.05 | 0.05 | 0.09 | 0.09 | 0.09 | 0.09 | 0.15 | 0.15 | 0.15 | 0.15 | 0.15 | 0.15 | 0.09 | 0.09 | 0.09 | 0.09 | 0.09 | 0.09 | 0.09 | 0.05 | 0.05
2015-01-04 | 0.05 | 0.05 | 0.05 | 0.05 | 0.05 | 0.09 | 0.09 | 0.09 | 0.09 | 0.15 | 0.15 | 0.15 | 0.15 | 0.15 | 0.15 | 0.09 | 0.09 | 0.09 | 0.09 | 0.09 | 0.09 | 0.09 | 0.05 | 0.05
2015-01-05 | 0.05 | 0.05 | 0.05 | 0.05 | 0.05 | 0.09 | 0.09 | 0.09 | 0.09 | 0.15 | 0.15 | 0.15 | 0.15 | 0.15 | 0.15 | 0.09 | 0.09 | 0.09 | 0.09 | 0.09 | 0.09 | 0.09 | 0.05 | 0.05
2015-01-06 | 0.05 | 0.05 | 0.05 | 0.05 | 0.05 | 0.09 | 0.09 | 0.09 | 0.09 | 0.15 | 0.15 | 0.15 | 0.15 | 0.15 | 0.15 | 0.09 | 0.09 | 0.09 | 0.09 | 0.09 | 0.09 | 0.09 | 0.05 | 0.05
2015-01-07 | 0.05 | 0.05 | 0.05 | 0.05 | 0.05 | 0.09 | 0.09 | 0.09 | 0.09 | 0.15 | 0.15 | 0.15 | 0.15 | 0.15 | 0.15 | 0.09 | 0.09 | 0.09 | 0.09 | 0.09 | 0.09 | 0.09 | 0.05 | 0.05
2015-01-08 | 0.05 | 0.05 | 0.05 | 0.05 | 0.05 | 0.09 | 0.09 | 0.09 | 0.09 | 0.15 | 0.15 | 0.15 | 0.15 | 0.15 | 0.15 | 0.09 | 0.09 | 0.09 | 0.09 | 0.09 | 0.09 | 0.09 | 0.05 | 0.05
2015-01-09 | 0.05 | 0.05 | 0.05 | 0.05 | 0.05 | 0.09 | 0.09 | 0.09 | 0.09 | 0.15 | 0.15 | 0.15 | 0.15 | 0.15 | 0.15 | 0.09 | 0.09 | 0.09 | 0.09 | 0.09 | 0.09 | 0.09 | 0.05 | 0.05
2015-01-10 | 0.05 | 0.05 | 0.05 | 0.05 | 0.05 | 0.09 | 0.09 | 0.09 | 0.09 | 0.15 | 0.15 | 0.15 | 0.15 | 0.15 | 0.15 | 0.09 | 0.09 | 0.09 | 0.09 | 0.09 | 0.09 | 0.09 | 0.05 | 0.05
2015-01-11 | 0.05 | 0.05 | 0.05 | 0.05 | 0.05 | 0.09 | 0.09 | 0.09 | 0.09 | 0.15 | 0.15 | 0.15 | 0.15 | 0.15 | 0.15 | 0.09 | 0.09 | 0.09 | 0.09 | 0.09 | 0.09 | 0.09 | 0.05 | 0.05
2015-01-12 | 0.05 | 0.05 | 0.05 | 0.05 | 0.05 | 0.09 | 0.09 | 0.09 | 0.09 | 0.15 | 0.15 | 0.15 | 0.15 | 0.15 | 0.15 | 0.09 | 0.09 | 0.09 | 0.09 | 0.09 | 0.09 | 0.09 | 0.05 | 0.05
2015-01-13 | 0.05 | 0.05 | 0.05 | 0.05 | 0.05 | 0.09 | 0.09 | 0.09 | 0.09 | 0.15 | 0.15 | 0.15 | 0.15 | 0.15 | 0.15 | 0.09 | 0.09 | 0.09 | 0.09 | 0.09 | 0.09 | 0.09 | 0.05 | 0.05
2015-01-14 | 0.05 | 0.05 | 0.05 | 0.05 | 0.05 | 0.09 | 0.09 | 0.09 | 0.09 | 0.15 | 0.15 | 0.15 | 0.15 | 0.15 | 0.15 | 0.09 | 0.09 | 0.09 | 0.09 | 0.09 | 0.09 | 0.09 | 0.05 | 0.05
2015-01-15 | 0.05 | 0.05 | 0.05 | 0.05 | 0.05 | 0.09 | 0.09 | 0.09 | 0.09 | 0.15 | 0.15 | 0.15 | 0.15 | 0.15 | 0.15 | 0.09 | 0.09 | 0.09 | 0.09 | 0.09 | 0.09 | 0.09 | 0.05 | 0.05
2015-01-16 | 0.05 | 0.05 | 0.05 | 0.05 | 0.05 | 0.09 | 0.09 | 0.09 | 0.09 | 0.15 | 0.15 | 0.15 | 0.15 | 0.15 | 0.15 | 0.09 | 0.09 | 0.09 | 0.09 | 0.09 | 0.09 | 0.09 | 0.05 | 0.05
2015-01-17 | 0.05 | 0.05 | 0.05 | 0.05 | 0.05 | 0.09 | 0.09 | 0.09 | 0.09 | 0.15 | 0.15 | 0.15 | 0.15 | 0.15 | 0.15 | 0.09 | 0.09 | 0.09 | 0.09 | 0.09 | 0.09 | 0.09 | 0.05 | 0.05
2015-01-18 | 0.05 | 0.05 | 0.05 | 0.05 | 0.05 | 0.09 | 0.09 | 0.09 | 0.09 | 0.15 | 0.15 | 0.15 | 0.15 | 0.15 | 0.15 | 0.09 | 0.09 | 0.09 | 0.09 | 0.09 | 0.09 | 0.09 | 0.05 | 0.05
2015-01-19 | 0.05 | 0.05 | 0.05 | 0.05 | 0.05 | 0.09 | 0.09 | 0.09 | 0.09 | 0.15 | 0.15 | 0.15 | 0.15 | 0.15 | 0.15 | 0.09 | 0.09 | 0.09 | 0.09 | 0.09 | 0.09 | 0.09 | 0.05 | 0.05
2015-01-20 | 0.05 | 0.05 | 0.05 | 0.05 | 0.05 | 0.09 | 0.09 | 0.09 | 0.09 | 0.15 | 0.15 | 0.15 | 0.15 | 0.15 | 0.15 | 0.09 | 0.09 | 0.09 | 0.09 | 0.09 | 0.09 | 0.09 | 0.05 | 0.05
2015-01-21 | 0.05 | 0.05 | 0.05 | 0.05 | 0.05 | 0.09 | 0.09 | 0.09 | 0.09 | 0.15 | 0.15 | 0.15 | 0.15 | 0.15 | 0.15 | 0.09 | 0.09 | 0.09 | 0.09 | 0.09 | 0.09 | 0.09 | 0.05 | 0.05
2015-01-22 | 0.05 | 0.05 | 0.05 | 0.05 | 0.05 | 0.09 | 0.09 | 0.09 | 0.09 | 0.15 | 0.15 | 0.15 | 0.15 | 0.15 | 0.15 | 0.09 | 0.09 | 0.09 | 0.09 | 0.09 | 0.09 | 0.09 | 0.05 | 0.05
2015-01-23 | 0.05 | 0.05 | 0.05 | 0.05 | 0.05 | 0.09 | 0.09 | 0.09 | 0.09 | 0.15 | 0.15 | 0.15 | 0.15 | 0.15 | 0.15 | 0.09 | 0.09 | 0.09 | 0.09 | 0.09 | 0.09 | 0.09 | 0.05 | 0.05
2015-01-24 | 0.05 | 0.05 | 0.05 | 0.05 | 0.05 | 0.09 | 0.09 | 0.09 | 0.09 | 0.15 | 0.15 | 0.15 | 0.15 | 0.15 | 0.15 | 0.09 | 0.09 | 0.09 | 0.09 | 0.09 | 0.09 | 0.09 | 0.05 | 0.05
2015-01-25 | 0.05 | 0.05 | 0.05 | 0.05 | 0.05 | 0.09 | 0.09 | 0.09 | 0.09 | 0.15 | 0.15 | 0.15 | 0.15 | 0.15 | 0.15 | 0.09 | 0.09 | 0.09 | 0.09 | 0.09 | 0.09 | 0.09 | 0.05 | 0.05
2015-01-26 | 0.05 | 0.05 | 0.05 | 0.05 | 0.05 | 0.09 | 0.09 | 0.09 | 0.09 | 0.15 | 0.15 | 0.15 | 0.15 | 0.15 | 0.15 | 0.09 | 0.09 | 0.09 | 0.09 | 0.09 | 0.09 | 0.09 | 0.05 | 0.05
2015-01-27 | 0.05 | 0.05 | 0.05 | 0.05 | 0.05 | 0.09 | 0.09 | 0.09 | 0.09 | 0.15 | 0.15 | 0.15 | 0.15 | 0.15 | 0.15 | 0.09 | 0.09 | 0.09 | 0.09 | 0.09 | 0.09 | 0.09 | 0.05 | 0.05
2015-01-28 | 0.05 | 0.05 | 0.05 | 0.05 | 0.05 | 0.09 | 0.09 | 0.09 | 0.09 | 0.15 | 0.15 | 0.15 | 0.15 | 0.15 | 0.15 | 0.09 | 0.09 | 0.09 | 0.09 | 0.09 | 0.09 | 0.09 | 0.05 | 0.05
2015-01-29 | 0.05 | 0.05 | 0.05 | 0.05 | 0.05 | 0.09 | 0.09 | 0.09 | 0.09 | 0.15 | 0.15 | 0.15 | 0.15 | 0.15 | 0.15 | 0.09 | 0.09 | 0.09 | 0.09 | 0.09 | 0.09 | 0.09 | 0.05 | 0.05
2015-01-30 | 0.05 | 0.05 | 0.05 | 0.05 | 0.05 | 0.09 | 0.09 | 0.09 | 0.09 | 0.15 | 0.15 | 0.15 | 0.15 | 0.15 | 0.15 | 0.09 | 0.09 | 0.09 | 0.09 | 0.09 | 0.09 | 0.09 | 0.05 | 0.05
2015-01-31 | 0.05 | 0.05 | 0.05 | 0.05 | 0.05 | 0.09 | 0.09 | 0.09 | 0.09 | 0.15 | 0.15 | 0.15 | 0.15 | 0.15 | 0.15 | 0.09 | 0.09 | 0.09 | 0.09 | 0.09 | 0.09 | 0.09 | 0.05 | 0.05
2015-02-01 | 0.05 | 0.05 | 0.05 | 0.05 | 0.05 | 0.09 | 0.09 | 0.09 | 0.09 | 0.15 | 0.15 | 0.15 | 0.15 | 0.15 | 0.15 | 0.09 | 0.09 | 0.09 | 0.09 | 0.09 | 0.09 | 0.09 | 0.05 | 0.05
2015-02-02 | 0.05 | 0.05 | 0.05 | 0.05 | 0.05 | 0.09 | 0.09 | 0.09 | 0.09 | 0.15 | 0.15 | 0.15 | 0.15 | 0.15 | 0.15 | 0.09 | 0.09 | 0.09 | 0.09 | 0.09 | 0.09 | 0.09 | 0.05 | 0.05
2015-02-03 | 0.05 | 0.05 | 0.05 | 0.05 | 0.05 | 0.09 | 0.09 | 0.09 | 0.09 | 0.15 | 0.15 | 0.15 | 0.15 | 0.15 | 0.15 | 0.09 | 0.09 | 0.09 | 0.09 | 0.09 | 0.09 | 0.09 | 0.05 | 0.05
2015-02-04 | 0.05 | 0.05 | 0.05 | 0.05 | 0.05 | 0.09 | 0.09 | 0.09 | 0.09 | 0.15 | 0.15 | 0.15 | 0.15 | 0.15 | 0.15 | 0.09 | 0.09 | 0.09 | 0.09 | 0.09 | 0.09 | 0.09 | 0.05 | 0.05
2015-02-05 | 0.05 | 0.05 | 0.05 | 0.05 | 0.05 | 0.09 | 0.09 | 0.09 | 0.09 | 0.15 | 0.15 | 0.15 | 0.15 | 0.15 | 0.15 | 0.09 | 0.09 | 0.09 | 0.09 | 0.09 | 0.09 | 0.09 | 0.05 | 0.05
2015-02-06 | 0.05 | 0.05 | 0.05 | 0.05 | 0.05 | 0.09 | 0.09 | 0.09 | 0.09 | 0.15 | 0.15 | 0.15 | 0.15 | 0.15 | 0.15 | 0.09 | 0.09 | 0.09 | 0.09 | 0.09 | 0.09 | 0.09 | 0.05 | 0.05
2015-02-07 | 0.05 | 0.05 | 0.05 | 0.05 | 0.05 | 0.09 | 0.09 | 0.09 | 0.09 | 0.15 | 0.15 | 0.15 | 0.15 | 0.15 | 0.15 | 0.09 | 0.09 | 0.09 | 0.09 | 0.09 | 0.09 | 0.09 | 0.05 | 0.05
2015-02-08 | 0.05 | 0.05 | 0.05 | 0.05 | 0.05 | 0.09 | 0.09 | 0.09 | 0.09 | 0.15 | 0.15 | 0.15 | 0.15 | 0.15 | 0.15 | 0.09 | 0.09 | 0.09 | 0.09 | 0.09 | 0.09 | 0.09 | 0.05 | 0.05
2015-02-09 | 0.05 | 0.05 | 0.05 | 0.05 | 0.05 | 0.09 | 0.09 | 0.09 | 0.09 | 0.15 | 0.15 | 0.15 | 0.15 | 0.15 | 0.15 | 0.09 | 0.09 | 0.09 | 0.09 | 0.09 | 0.09 | 0.09 | 0.05 | 0.05
2015-02-10 | 0.05 | 0.05 | 0.05 | 0.05 | 0.05 | 0.09 | 0.09 | 0.09 | 0.09 | 0.15 | 0.15 | 0.15 | 0.15 | 0.15 | 0.15 | 0.09 | 0.09 | 0.09 | 0.09 | 0.09 | 0.09 | 0.09 | 0.05 | 0.05
2015-02-11 | 0.05 | 0.05 | 0.05 | 0.05 | 0.05 | 0.09 | 0.09 | 0.09 | 0.09 | 0.15 | 0.15 | 0.15 | 0.15 | 0.15 | 0.15 | 0.09 | 0.09 | 0.09 | 0.09 | 0.09 | 0.09 | 0.09 | 0.05 | 0.05
2015-02-12 | 0.05 | 0.05 | 0.05 | 0.05 | 0.05 | 0.09 | 0.09 | 0.09 | 0.09 | 0.15 | 0.15 | 0.15 | 0.15 | 0.15 | 0.15 | 0.09 | 0.09 | 0.09 | 0.09 | 0.09 | 0.09 | 0.09 | 0.05 | 0.05
2015-02-13 | 0.05 | 0.05 | 0.05 | 0.05 | 0.05 | 0.09 | 0.09 | 0.09 | 0.09 | 0.15 | 0.15 | 0.15 | 0.15 | 0.15 | 0.15 | 0.09 | 0.09 | 0.09 | 0.09 | 0.09 | 0.09 | 0.09 | 0.05 | 0.05
2015-02-14 | 0.05 | 0.05 | 0.05 | 0.05 | 0.05 | 0.09 | 0.09 | 0.09 | 0.09 | 0.15 | 0.15 | 0.15 | 0.15 | 0.15 | 0.15 | 0.09 | 0.09 | 0.09 | 0.09 | 0.09 | 0.09 | 0.09 | 0.05 | 0.05
2015-02-15 | 0.05 | 0.05 | 0.05 | 0.05 | 0.05 | 0.09 | 0.09 | 0.09 | 0.09 | 0.15 | 0.15 | 0.15 | 0.15 | 0.15 | 0.15 | 0.09 | 0.09 | 0.09 | 0.09 | 0.09 | 0.09 | 0.09 | 0.05 | 0.05
2015-02-16 | 0.05 | 0.05 | 0.05 | 0.05 | 0.05 | 0.09 | 0.09 | 0.09 | 0.09 | 0.15 | 0.15 | 0.15 | 0.15 | 0.15 | 0.15 | 0.09 | 0.09 | 0.09 | 0.09 | 0.09 | 0.09 | 0.09 | 0.05 | 0.05
2015-02-17 | 0.05 | 0.05 | 0.05 | 0.05 | 0.05 | 0.09 | 0.09 | 0.09 | 0.09 | 0.15 | 0.15 | 0.15 | 0.15 | 0.15 | 0.15 | 0.09 | 0.09 | 0.09 | 0.09 | 0.09 | 0.09 | 0.09 | 0.05 | 0.05
2015-02-18 | 0.05 | 0.05 | 0.05 | 0.05 | 0.05 | 0.09 | 0.09 | 0.09 | 0.09 | 0.15 | 0.15 | 0.15 | 0.15 | 0.15 | 0.15 | 0.09 | 0.09 | 0.09 | 0.09 | 0.09 | 0.09 | 0.09 | 0.05 | 0.05
2015-02-19 | 0.05 | 0.05 | 0.05 | 0.05 | 0.05 | 0.09 | 0.09 | 0.09 | 0.09 | 0.15 | 0.15 | 0.15 | 0.15 | 0.15 | 0.15 | 0.09 | 0.09 | 0.09 | 0.09 | 0.09 | 0.09 | 0.09 | 0.05 | 0.05
2015-02-20 | 0.05 | 0.05 | 0.05 | 0.05 | 0.05 | 0.09 | 0.09 | 0.09 | 0.09 | 0.15 | 0.15 | 0.15 | 0.15 | 0.15 | 0.15 | 0.09 | 0.09 | 0.09 | 0.09 | 0.09 | 0.09 | 0.09 | 0.05 | 0.05
2015-02-21 | 0.05 | 0.05 | 0.05 | 0.05 | 0.05 | 0.09 | 0.09 | 0.09 | 0.09 | 0.15 | 0.15 | 0.15 | 0.15 | 0.15 | 0.15 | 0.09 | 0.09 | 0.09 | 0.09 | 0.09 | 0.09 | 0.09 | 0.05 | 0.05
2015-02-22 | 0.05 | 0.05 | 0.05 | 0.05 | 0.05 | 0.09 | 0.09 | 0.09 | 0.09 | 0.15 | 0.15 | 0.15 | 0.15 | 0.15 | 0.15 | 0.09 | 0.09 | 0.09 | 0.09 | 0.09 | 0.09 | 0.09 | 0.05 | 0.05
2015-02-23 | 0.05 | 0.05 | 0.05 | 0.05 | 0.05 | 0.09 | 0.09 | 0.09 | 0.09 | 0.15 | 0.15 | 0.15 | 0.15 | 0.15 | 0.15 | 0.09 | 0.09 | 0.09 | 0.09 | 0.09 | 0.09 | 0.09 | 0.05 | 0.05
2015-02-24 | 0.05 | 0.05 | 0.05 | 0.05 | 0.05 | 0.09 | 0.09 | 0.09 | 0.09 | 0.15 | 0.15 | 0.15 | 0.15 | 0.15 | 0.15 | 0.09 | 0.09 | 0.09 | 0.09 | 0.09 | 0.09 | 0.09 | 0.05 | 0.05
2015-02-25 | 0.05 | 0.05 | 0.05 | 0.05 | 0.05 | 0.09 | 0.09 | 0.09 | 0.09 | 0.15 | 0.15 | 0.15 | 0.15 | 0.15 | 0.15 | 0.09 | 0.09 | 0.09 | 0.09 | 0.09 | 0.09 | 0.09 | 0.05 | 0.05
2015-02-26 | 0.05 | 0.05 | 0.05 | 0.05 | 0.05 | 0.09 | 0.09 | 0.09 | 0.09 | 0.15 | 0.15 | 0.15 | 0.15 | 0.15 | 0.15 | 0.09 | 0.09 | 0.09 | 0.09 | 0.09 | 0.09 | 0.09 | 0.05 | 0.05
2015-02-27 | 0.05 | 0.05 | 0.05 | 0.05 | 0.05 | 0.09 | 0.09 | 0.09 | 0.09 | 0.15 | 0.15 | 0.15 | 0.15 | 0.15 | 0.15 | 0.09 | 0.09 | 0.09 | 0.09 | 0.09 | 0.09 | 0.09 | 0.05 | 0.05
2015-02-28 | 0.05 | 0.05 | 0.05 | 0.05 | 0.05 | 0.09 | 0.09 | 0.09 | 0.09 | 0.15 | 0.15 | 0.15 | 0.15 | 0.15 | 0.15 | 0.09 | 0.09 | 0.09 | 0.09 | 0.09 | 0.09 | 0.09 | 0.05 | 0.05
2015-03-01 | 0.05 | 0.05 | 0.05 | 0.05 | 0.05 | 0.09 | 0.09 | 0.09 | 0.09 | 0.15 | 0.15 | 0.15 | 0.15 | 0.15 | 0.15 | 0.09 | 0.09 | 0.09 | 0.09 | 0.09 | 0.09 | 0.09 | 0.05 | 0.05
2015-03-02 | 0.05 | 0.05 | 0.05 | 0.05 | 0.05 | 0.09 | 0.09 | 0.09 | 0.09 | 0.15 | 0.15 | 0.15 | 0.15 | 0.15 | 0.15 | 0.09 | 0.09 | 0.09 | 0.09 | 0.09 | 0.09 | 0.09 | 0.05 | 0.05
2015-03-03 | 0.05 | 0.05 | 0.05 | 0.05 | 0.05 | 0.09 | 0.09 | 0.09 | 0.09 | 0.15 | 0.15 | 0.15 | 0.15 | 0.15 | 0.15 | 0.09 | 0.09 | 0.09 | 0.09 | 0.09 | 0.09 | 0.09 | 0.05 | 0.05
2015-03-04 | 0.05 | 0.05 | 0.05 | 0.05 | 0.05 | 0.09 | 0.09 | 0.09 | 0.09 | 0.15 | 0.15 | 0.15 | 0.15 | 0.15 | 0.15 | 0.09 | 0.09 | 0.09 | 0.09 | 0.09 | 0.09 | 0.09 | 0.05 | 0.05
2015-03-05 | 0.05 | 0.05 | 0.05 | 0.05 | 0.05 | 0.09 | 0.09 | 0.09 | 0.09 | 0.15 | 0.15 | 0.15 | 0.15 | 0.15 | 0.15 | 0.09 | 0.09 | 0.09 | 0.09 | 0.09 | 0.09 | 0.09 | 0.05 | 0.05
2015-03-06 | 0.05 | 0.05 | 0.05 | 0.05 | 0.05 | 0.09 | 0.09 | 0.09 | 0.09 | 0.15 | 0.15 | 0.15 | 0.15 | 0.15 | 0.15 | 0.09 | 0.09 | 0.09 | 0.09 | 0.09 | 0.09 | 0.09 | 0.05 | 0.05
2015-03-07 | 0.05 | 0.05 | 0.05 | 0.05 | 0.05 | 0.09 | 0.09 | 0.09 | 0.09 | 0.15 | 0.15 | 0.15 | 0.15 | 0.15 | 0.15 | 0.09 | 0.09 | 0.09 | 0.09 | 0.09 | 0.09 | 0.09 | 0.05 | 0.05
2015-03-08 | 0.05 | 0.05 | 0.05 | 0.05 | 0.05 | 0.09 | 0.09 | 0.09 | 0.09 | 0.15 | 0.15 | 0.15 | 0.15 | 0.15 | 0.15 | 0.09 | 0.09 | 0.09 | 0.09 | 0.09 | 0.09 | 0.09 | 0.05 | 0.05
2015-03-09 | 0.05 | 0.05 | 0.05 | 0.05 | 0.05 | 0.09 | 0.09 | 0.09 | 0.09 | 0.15 | 0.15 | 0.15 | 0.15 | 0.15 | 0.15 | 0.09 | 0.09 | 0.09 | 0.09 | 0.09 | 0.09 | 0.09 | 0.05 | 0.05
2015-03-10 | 0.05 | 0.05 | 0.05 | 0.05 | 0.05 | 0.09 | 0.09 | 0.09 | 0.09 | 0.15 | 0.15 | 0.15 | 0.15 | 0.15 | 0.15 | 0.09 | 0.09 | 0.09 | 0.09 | 0.09 | 0.09 | 0.09 | 0.05 | 0.05
2015-03-11 | 0.05 | 0.05 | 0.05 | 0.05 | 0.05 | 0.09 | 0.09 | 0.09 | 0.09 | 0.15 | 0.15 | 0.15 | 0.15 | 0.15 | 0.15 | 0.09 | 0.09 | 0.09 | 0.09 | 0.09 | 0.09 | 0.09 | 0.05 | 0.05
2015-03-12 | 0.05 | 0.05 | 0.05 | 0.05 | 0.05 | 0.09 | 0.09 | 0.09 | 0.09 | 0.15 | 0.15 | 0.15 | 0.15 | 0.15 | 0.15 | 0.09 | 0.09 | 0.09 | 0.09 | 0.09 | 0.09 | 0.09 | 0.05 | 0.05
2015-03-13 | 0.05 | 0.05 | 0.05 | 0.05 | 0.05 | 0.09 | 0.09 | 0.09 | 0.09 | 0.15 | 0.15 | 0.15 | 0.15 | 0.15 | 0.15 | 0.09 | 0.09 | 0.09 | 0.09 | 0.09 | 0.09 | 0.09 | 0.05 | 0.05
2015-03-14 | 0.05 | 0.05 | 0.05 | 0.05 | 0.05 | 0.09 | 0.09 | 0.09 | 0.09 | 0.15 | 0.15 | 0.15 | 0.15 | 0.15 | 0.15 | 0.09 | 0.09 | 0.09 | 0.09 | 0.09 | 0.09 | 0.09 | 0.05 | 0.05
2015-03-15 | 0.05 | 0.05 | 0.05 | 0.05 | 0.05 | 0.09 | 0.09 | 0.09 | 0.09 | 0.15 | 0.15 | 0.15 | 0.15 | 0.15 | 0.15 | 0.09 | 0.09 | 0.09 | 0.09 | 0.09 | 0.09 | 0.09 | 0.05 | 0.05
2015-03-16 | 0.05 | 0.05 | 0.05 | 0.05 | 0.05 | 0.09 | 0.09 | 0.09 | 0.09 | 0.15 | 0.15 | 0.15 | 0.15 | 0.15 | 0.15 | 0.09 | 0.09 | 0.09 | 0.09 | 0.09 | 0.09 | 0.09 | 0.05 | 0.05
2015-03-17 | 0.05 | 0.05 | 0.05 | 0.05 | 0.05 | 0.09 | 0.09 | 0.09 | 0.09 | 0.15 | 0.15 | 0.15 | 0.15 | 0.15 | 0.15 | 0.09 | 0.09 | 0.09 | 0.09 | 0.09 | 0.09 | 0.09 | 0.05 | 0.05
2015-03-18 | 0.05 | 0.05 | 0.05 | 0.05 | 0.05 | 0.09 | 0.09 | 0.09 | 0.09 | 0.15 | 0.15 | 0.15 | 0.15 | 0.15 | 0.15 | 0.09 | 0.09 | 0.09 | 0.09 | 0.09 | 0.09 | 0.09 | 0.05 | 0.05
2015-03-19 | 0.05 | 0.05 | 0.05 | 0.05 | 0.05 | 0.09 | 0.09 | 0.09 | 0.09 | 0.15 | 0.15 | 0.15 | 0.15 | 0.15 | 0.15 | 0.09 | 0.09 | 0.09 | 0.09 | 0.09 | 0.09 | 0.09 | 0.05 | 0.05
2015-03-20 | 0.05 | 0.05 | 0.05 | 0.05 | 0.05 | 0.09 | 0.09 | 0.09 | 0.09 | 0.15 | 0.15 | 0.15 | 0.15 | 0.15 | 0.15 | 0.09 | 0.09 | 0.09 | 0.09 | 0.09 | 0.09 | 0.09 | 0.05 | 0.05
2015-03-21 | 0.05 | 0.05 | 0.05 | 0.05 | 0.05 | 0.09 | 0.09 | 0.09 | 0.09 | 0.15 | 0.15 | 0.15 | 0.15 | 0.15 | 0.15 | 0.09 | 0.09 | 0.09 | 0.09 | 0.09 | 0.09 | 0.09 | 0.05 | 0.05
2015-03-22 | 0.05 | 0.05 | 0.05 | 0.05 | 0.05 | 0.09 | 0.09 | 0.09 | 0.09 | 0.15 | 0.15 | 0.15 | 0.15 | 0.15 | 0.15 | 0.09 | 0.09 | 0.09 | 0.09 | 0.09 | 0.09 | 0.09 | 0.05 | 0.05
2015-03-23 | 0.05 | 0.05 | 0.05 | 0.05 | 0.05 | 0.09 | 0.09 | 0.09 | 0.09 | 0.15 | 0.15 | 0.15 | 0.15 | 0.15 | 0.15 | 0.09 | 0.09 | 0.09 | 0.09 | 0.09 | 0.09 | 0.09 | 0.05 | 0.05
2015-03-24 | 0.05 | 0.05 | 0.05 | 0.05 | 0.05 | 0.09 | 0.09 | 0.09 | 0.09 | 0.15 | 0.15 | 0.15 | 0.15 | 0.15 | 0.15 | 0.09 | 0.09 | 0.09 | 0.09 | 0.09 | 0.09 | 0.09 | 0.05 | 0.05
2015-03-25 | 0.05 | 0.05 | 0.05 | 0.05 | 0.05 | 0.09 | 0.09 | 0.09 | 0.09 | 0.15 | 0.15 | 0.15 | 0.15 | 0.15 | 0.15 | 0.09 | 0.09 | 0.09 | 0.09 | 0.09 | 0.09 | 0.09 | 0.05 | 0.05
2015-03-26 | 0.05 | 0.05 | 0.05 | 0.05 | 0.05 | 0.09 | 0.09 | 0.09 | 0.09 | 0.15 | 0.15 | 0.15 | 0.15 | 0.15 | 0.15 | 0.09 | 0.09 | 0.09 | 0.09 | 0.09 | 0.09 | 0.09 | 0.05 | 0.05
2015-03-27 | 0.05 | 0.05 | 0.05 | 0.05 | 0.05 | 0.09 | 0.09 | 0.09 | 0.09 | 0.15 | 0.15 | 0.15 | 0.15 | 0.15 | 0.15 | 0.09 | 0.09 | 0.09 | 0.09 | 0.09 | 0.09 | 0.09 | 0.05 | 0.05
2015-03-28 | 0.05 | 0.05 | 0.05 | 0.05 | 0.05 | 0.09 | 0.09 | 0.09 | 0.09 | 0.15 | 0.15 | 0.15 | 0.15 | 0.15 | 0.15 | 0.09 | 0.09 | 0.09 | 0.09 | 0.09 | 0.09 | 0.09 | 0.05 | 0.05
2015-03-29 | 0.05 | 0.05 | 0.05 | 0.05 | 0.05 | 0.09 | 0.09 | 0.09 | 0.09 | 0.15 | 0.15 | 0.15 | 0.15 | 0.15 | 0.15 | 0.09 | 0.09 | 0.09 | 0.09 | 0.09 | 0.09 | 0.09 | 0.05 | 0.05
2015-03-30 | 0.05 | 0.05 | 0.05 | 0.05 | 0.05 | 0.09 | 0.09 | 0.09 | 0.09 | 0.15 | 0.15 | 0.15 | 0.15 | 0.15 | 0.15 | 0.09 | 0.09 | 0.09 | 0.09 | 0.09 | 0.09 | 0.09 | 0.05 | 0.05
2015-03-31 | 0.05 | 0.05 | 0.05 | 0.05 | 0.05 | 0.09 | 0.09 | 0.09 | 0.09 | 0.15 | 0.15 | 0.15 | 0.15 | 0.15 | 0.15 | 0.09 | 0.09 | 0.09 | 0.09 | 0.09 | 0.09 | 0.09 | 0.05 | 0.05
2015-04-01 | 0.05 | 0.05 | 0.05 | 0.05 | 0.05 | 0.09 | 0.09 | 0.09 | 0.09 | 0.15 | 0.15 | 0.15 | 0.15 | 0.15 | 0.15 | 0.09 | 0.09 | 0.09 | 0.09 | 0.09 | 0.09 | 0.09 | 0.05 | 0.05
2015-04-02 | 0.05 | 0.05 | 0.05 | 0.05 | 0.05 | 0.09 | 0.09 | 0.09 | 0.09 | 0.15 | 0.15 | 0.15 | 0.15 | 0.15 | 0.15 | 0.09 | 0.09 | 0.09 | 0.09 | 0.09 | 0.09 | 0.09 | 0.05 | 0.05
2015-04-03 | 0.05 | 0.05 | 0.05 | 0.05 | 0.05 | 0.09 | 0.09 | 0.09 | 0.09 | 0.15 | 0.15 | 0.15 | 0.15 | 0.15 | 0.15 | 0.09 | 0.09 | 0.09 | 0.09 | 0.09 | 0.09 | 0.09 | 0.05 | 0.05
2015-04-04 | 0.05 | 0.05 | 0.05 | 0.05 | 0.05 | 0.09 | 0.09 | 0.09 | 0.09 | 0.15 | 0.15 | 0.15 | 0.15 | 0.15 | 0.15 | 0.09 | 0.09 | 0.09 | 0.09 | 0.09 | 0.09 | 0.09 | 0.05 | 0.05
2015-04-05 | 0.05 | 0.05 | 0.05 | 0.05 | 0.05 | 0.09 | 0.09 | 0.09 | 0.09 | 0.15 | 0.15 | 0.15 | 0.15 | 0.15 | 0.15 | 0.09 | 0.09 | 0.09 | 0.09 | 0.09 | 0.09 | 0.09 | 0.05 | 0.05
2015-04-06 | 0.05 | 0.05 | 0.05 | 0.05 | 0.05 | 0.09 | 0.09 | 0.09 | 0.09 | 0.15 | 0.15 | 0.15 | 0.15 | 0.15 | 0.15 | 0.09 | 0.09 | 0.09 | 0.09 | 0.09 | 0.09 | 0.09 | 0.05 | 0.05
2015-04-07 | 0.05 | 0.05 | 0.05 | 0.05 | 0.05 | 0.09 | 0.09 | 0.09 | 0.09 | 0.15 | 0.15 | 0.15 | 0.15 | 0.15 | 0.15 | 0.09 | 0.09 | 0.09 | 0.09 | 0.09 | 0.09 | 0.09 | 0.05 | 0.05
2015-04-08 | 0.05 | 0.05 | 0.05 | 0.05 | 0.05 | 0.09 | 0.09 | 0.09 | 0.09 | 0.15 | 0.15 | 0.15 | 0.15 | 0.15 | 0.15 | 0.09 | 0.09 | 0.09 | 0.09 | 0.09 | 0.09 | 0.09 | 0.05 | 0.05
2015-04-09 | 0.05 | 0.05 | 0.05 | 0.05 | 0.05 | 0.09 | 0.09 | 0.09 | 0.09 | 0.15 | 0.15 | 0.15 | 0.15 | 0.15 | 0.15 | 0.09 | 0.09 | 0.09 | 0.09 | 0.09 | 0.09 | 0.09 | 0.05 | 0.05
2015-04-10 | 0.05 | 0.05 | 0.05 | 0.05 | 0.05 | 0.09 | 0.09 | 0.09 | 0.09 | 0.15 | 0.15 | 0.15 | 0.15 | 0.15 | 0.15 | 0.09 | 0.09 | 0.09 | 0.09 | 0.09 | 0.09 | 0.09 | 0.05 | 0.05
2015-04-11 | 0.05 | 0.05 | 0.05 | 0.05 | 0.05 | 0.09 | 0.09 | 0.09 | 0.09 | 0.15 | 0.15 | 0.15 | 0.15 | 0.15 | 0.15 | 0.09 | 0.09 | 0.09 | 0.09 | 0.09 | 0.09 | 0.09 | 0.05 | 0.05
2015-04-12 | 0.05 | 0.05 | 0.05 | 0.05 | 0.05 | 0.09 | 0.09 | 0.09 | 0.09 | 0.15 | 0.15 | 0.15 | 0.15 | 0.15 | 0.15 | 0.09 | 0.09 | 0.09 | 0.09 | 0.09 | 0.09 | 0.09 | 0.05 | 0.05
2015-04-13 | 0.05 | 0.05 | 0.05 | 0.05 | 0.05 | 0.09 | 0.09 | 0.09 | 0.09 | 0.15 | 0.15 | 0.15 | 0.15 | 0.15 | 0.15 | 0.09 | 0.09 | 0.09 | 0.09 | 0.09 | 0.09 | 0.09 | 0.05 | 0.05
2015-04-14 | 0.05 | 0.05 | 0.05 | 0.05 | 0.05 | 0.09 | 0.09 | 0.09 | 0.09 | 0.15 | 0.15 | 0.15 | 0.15 | 0.15 | 0.15 | 0.09 | 0.09 | 0.09 | 0.09 | 0.09 | 0.09 | 0.09 | 0.05 | 0.05
2015-04-15 | 0.05 | 0.05 | 0.05 | 0.05 | 0.05 | 0.09 | 0.09 | 0.09 | 0.09 | 0.15 | 0.15 | 0.15 | 0.15 | 0.15 | 0.15 | 0.09 | 0.09 | 0.09 | 0.09 | 0.09 | 0.09 | 0.09 | 0.05 | 0.05
2015-04-16 | 0.05 | 0.05 | 0.05 | 0.05 | 0.05 | 0.09 | 0.09 | 0.09 | 0.09 | 0.15 | 0.15 | 0.15 | 0.15 | 0.15 | 0.15 | 0.09 | 0.09 | 0.09 | 0.09 | 0.09 | 0.09 | 0.09 | 0.05 | 0.05
2015-04-17 | 0.05 | 0.05 | 0.05 | 0.05 | 0.05 | 0.09 | 0.09 | 0.09 | 0.09 | 0.15 | 0.15 | 0.15 | 0.15 | 0.15 | 0.15 | 0.09 | 0.09 | 0.09 | 0.09 | 0.09 | 0.09 | 0.09 | 0.05 | 0.05
2015-04-18 | 0.05 | 0.05 | 0.05 | 0.05 | 0.05 | 0.09 | 0.09 | 0.09 | 0.09 | 0.15 | 0.15 | 0.15 | 0.15 | 0.15 | 0.15 | 0.09 | 0.09 | 0.09 | 0.09 | 0.09 | 0.09 | 0.09 | 0.05 | 0.05
2015-04-19 | 0.05 | 0.05 | 0.05 | 0.05 | 0.05 | 0.09 | 0.09 | 0.09 | 0.09 | 0.15 | 0.15 | 0.15 | 0.15 | 0.15 | 0.15 | 0.09 | 0.09 | 0.09 | 0.09 | 0.09 | 0.09 | 0.09 | 0.05 | 0.05
2015-04-20 | 0.05 | 0.05 | 0.05 | 0.05 | 0.05 | 0.09 | 0.09 | 0.09 | 0.09 | 0.15 | 0.15 | 0.15 | 0.15 | 0.15 | 0.15 | 0.09 | 0.09 | 0.09 | 0.09 | 0.09 | 0.09 | 0.09 | 0.05 | 0.05
2015-04-21 | 0.05 | 0.05 | 0.05 | 0.05 | 0.05 | 0.09 | 0.09 | 0.09 | 0.09 | 0.15 | 0.15 | 0.15 | 0.15 | 0.15 | 0.15 | 0.09 | 0.09 | 0.09 | 0.09 | 0.09 | 0.09 | 0.09 | 0.05 | 0.05
2015-04-22 | 0.05 | 0.05 | 0.05 | 0.05 | 0.05 | 0.09 | 0.09 | 0.09 | 0.09 | 0.15 | 0.15 | 0.15 | 0.15 | 0.15 | 0.15 | 0.09 | 0.09 | 0.09 | 0.09 | 0.09 | 0.09 | 0.09 | 0.05 | 0.05
2015-04-23 | 0.05 | 0.05 | 0.05 | 0.05 | 0.05 | 0.09 | 0.09 | 0.09 | 0.09 | 0.15 | 0.15 | 0.15 | 0.15 | 0.15 | 0.15 | 0.09 | 0.09 | 0.09 | 0.09 | 0.09 | 0.09 | 0.09 | 0.05 | 0.05
2015-04-24 | 0.05 | 0.05 | 0.05 | 0.05 | 0.05 | 0.09 | 0.09 | 0.09 | 0.09 | 0.15 | 0.15 | 0.15 | 0.15 | 0.15 | 0.15 | 0.09 | 0.09 | 0.09 | 0.09 | 0.09 | 0.09 | 0.09 | 0.05 | 0.05
2015-04-25 | 0.05 | 0.05 | 0.05 | 0.05 | 0.05 | 0.09 | 0.09 | 0.09 | 0.09 | 0.15 | 0.15 | 0.15 | 0.15 | 0.15 | 0.15 | 0.09 | 0.09 | 0.09 | 0.09 | 0.09 | 0.09 | 0.09 | 0.05 | 0.05
2015-04-26 | 0.05 | 0.05 | 0.05 | 0.05 | 0.05 | 0.09 | 0.09 | 0.09 | 0.09 | 0.15 | 0.15 | 0.15 | 0.15 | 0.15 | 0.15 | 0.09 | 0.09 | 0.09 | 0.09 | 0.09 | 0.09 | 0.09 | 0.05 | 0.05
2015-04-27 | 0.05 | 0.05 | 0.05 | 0.05 | 0.05 | 0.09 | 0.09 | 0.09 | 0.09 | 0.15 | 0.15 | 0.15 | 0.15 | 0.15 | 0.15 | 0.09 | 0.09 | 0.09 | 0.09 | 0.09 | 0.09 | 0.09 | 0.05 | 0.05
2015-04-28 | 0.05 | 0.05 | 0.05 | 0.05 | 0.05 | 0.09 | 0.09 | 0.09 | 0.09 | 0.15 | 0.15 | 0.15 | 0.15 | 0.15 | 0.15 | 0.09 | 0.09 | 0.09 | 0.09 | 0.09 | 0.09 | 0.09 | 0.05 | 0.05
2015-04-29 | 0.05 | 0.05 | 0.05 | 0.05 | 0.05 | 0.09 | 0.09 | 0.09 | 0.09 | 0.15 | 0.15 | 0.15 | 0.15 | 0.15 | 0.15 | 0.09 | 0.09 | 0.09 | 0.09 | 0.09 | 0.09 | 0.09 | 0.05 | 0.05
2015-04-30 | 0.05 | 0.05 | 0.05 | 0.05 | 0.05 | 0.09 | 0.09 | 0.09 | 0.09 | 0.15 | 0.15 | 0.15 | 0.15 | 0.15 | 0.15 | 0.09 | 0.09 | 0.09 | 0.09 | 0.09 | 0.09 | 0.09 | 0.05 | 0.05
2015-05-01 | 0.05 | 0.05 | 0.05 | 0.05 | 0.05 | 0.09 | 0.09 | 0.09 | 0.09 | 0.15 | 0.15 | 0.15 | 0.15 | 0.15 | 0.15 | 0.09 | 0.09 | 0.09 | 0.09 | 0.09 | 0.09 | 0.09 | 0.05 | 0.05
2015-05-02 | 0.05 | 0.05 | 0.05 | 0.05 | 0.05 | 0.09 | 0.09 | 0.09 | 0.09 | 0.15 | 0.15 | 0.15 | 0.15 | 0.15 | 0.15 | 0.09 | 0.09 | 0.09 | 0.09 | 0.09 | 0.09 | 0.09 | 0.05 | 0.05
2015-05-03 | 0.05 | 0.05 | 0.05 | 0.05 | 0.05 | 0.09 | 0.09 | 0.09 | 0.09 | 0.15 | 0.15 | 0.15 | 0.15 | 0.15 | 0.15 | 0.09 | 0.09 | 0.09 | 0.09 | 0.09 | 0.09 | 0.09 | 0.05 | 0.05
2015-05-04 | 0.05 | 0.05 | 0.05 | 0.05 | 0.05 | 0.09 | 0.09 | 0.09 | 0.09 | 0.15 | 0.15 | 0.15 | 0.15 | 0.15 | 0.15 | 0.09 | 0.09 | 0.09 | 0.09 | 0.09 | 0.09 | 0.09 | 0.05 | 0.05
2015-05-05 | 0.05 | 0.05 | 0.05 | 0.05 | 0.05 | 0.09 | 0.09 | 0.09 | 0.09 | 0.15 | 0.15 | 0.15 | 0.15 | 0.15 | 0.15 | 0.09 | 0.09 | 0.09 | 0.09 | 0.09 | 0.09 | 0.09 | 0.05 | 0.05
2015-05-06 | 0.05 | 0.05 | 0.05 | 0.05 | 0.05 | 0.09 | 0.09 | 0.09 | 0.09 | 0.15 | 0.15 | 0.15 | 0.15 | 0.15 | 0.15 | 0.09 | 0.09 | 0.09 | 0.09 | 0.09 | 0.09 | 0.09 | 0.05 | 0.05
2015-05-07 | 0.05 | 0.05 | 0.05 | 0.05 | 0.05 | 0.09 | 0.09 | 0.09 | 0.09 | 0.15 | 0.15 | 0.15 | 0.15 | 0.15 | 0.15 | 0.09 | 0.09 | 0.09 | 0.09 | 0.09 | 0.09 | 0.09 | 0.05 | 0.05
2015-05-08 | 0.05 | 0.05 | 0.05 | 0.05 | 0.05 | 0.09 | 0.09 | 0.09 | 0.09 | 0.15 | 0.15 | 0.15 | 0.15 | 0.15 | 0.15 | 0.09 | 0.09 | 0.09 | 0.09 | 0.09 | 0.09 | 0.09 | 0.05 | 0.05
2015-05-09 | 0.05 | 0.05 | 0.05 | 0.05 | 0.05 | 0.09 | 0.09 | 0.09 | 0.09 | 0.15 | 0.15 | 0.15 | 0.15 | 0.15 | 0.15 | 0.09 | 0.09 | 0.09 | 0.09 | 0.09 | 0.09 | 0.09 | 0.05 | 0.05
2015-05-10 | 0.05 | 0.05 | 0.05 | 0.05 | 0.05 | 0.09 | 0.09 | 0.09 | 0.09 | 0.15 | 0.15 | 0.15 | 0.15 | 0.15 | 0.15 | 0.09 | 0.09 | 0.09 | 0.09 | 0.09 | 0.09 | 0.09 | 0.05 | 0.05
2015-05-11 | 0.05 | 0.05 | 0.05 | 0.05 | 0.05 | 0.09 | 0.09 | 0.09 | 0.09 | 0.15 | 0.15 | 0.15 | 0.15 | 0.15 | 0.15 | 0.09 | 0.09 | 0.09 | 0.09 | 0.09 | 0.09 | 0.09 | 0.05 | 0.05
2015-05-12 | 0.05 | 0.05 | 0.05 | 0.05 | 0.05 | 0.09 | 0.09 | 0.09 | 0.09 | 0.15 | 0.15 | 0.15 | 0.15 | 0.15 | 0.15 | 0.09 | 0.09 | 0.09 | 0.09 | 0.09 | 0.09 | 0.09 | 0.05 | 0.05
2015-05-13 | 0.05 | 0.05 | 0.05 | 0.05 | 0.05 | 0.09 | 0.09 | 0.09 | 0.09 | 0.15 | 0.15 | 0.15 | 0.15 | 0.15 | 0.15 | 0.09 | 0.09 | 0.09 | 0.09 | 0.09 | 0.09 | 0.09 | 0.05 | 0.05
2015-05-14 | 0.05 | 0.05 | 0.05 | 0.05 | 0.05 | 0.09 | 0.09 | 0.09 | 0.09 | 0.15 | 0.15 | 0.15 | 0.15 | 0.15 | 0.15 | 0.09 | 0.09 | 0.09 | 0.09 | 0.09 | 0.09 | 0.09 | 0.05 | 0.05
2015-05-15 | 0.05 | 0.05 | 0.05 | 0.05 | 0.05 | 0.09 | 0.09 | 0.09 | 0.09 | 0.15 | 0.15 | 0.15 | 0.15 | 0.15 | 0.15 | 0.09 | 0.09 | 0.09 | 0.09 | 0.09 | 0.09 | 0.09 | 0.05 | 0.05
2015-05-16 | 0.05 | 0.05 | 0.05 | 0.05 | 0.05 | 0.09 | 0.09 | 0.09 | 0.09 | 0.15 | 0.15 | 0.15 | 0.15 | 0.15 | 0.15 | 0.09 | 0.09 | 0.09 | 0.09 | 0.09 | 0.09 | 0.09 | 0.05 | 0.05
2015-05-17 | 0.05 | 0.05 | 0.05 | 0.05 | 0.05 | 0.09 | 0.09 | 0.09 | 0.09 | 0.15 | 0.15 | 0.15 | 0.15 | 0.15 | 0.15 | 0.09 | 0.09 | 0.09 | 0.09 | 0.09 | 0.09 | 0.09 | 0.05 | 0.05
2015-05-18 | 0.05 | 0.05 | 0.05 | 0.05 | 0.05 | 0.09 | 0.09 | 0.09 | 0.09 | 0.15 | 0.15 | 0.15 | 0.15 | 0.15 | 0.15 | 0.09 | 0.09 | 0.09 | 0.09 | 0.09 | 0.09 | 0.09 | 0.05 | 0.05
2015-05-19 | 0.05 | 0.05 | 0.05 | 0.05 | 0.05 | 0.09 | 0.09 | 0.09 | 0.09 | 0.15 | 0.15 | 0.15 | 0.15 | 0.15 | 0.15 | 0.09 | 0.09 | 0.09 | 0.09 | 0.09 | 0.09 | 0.09 | 0.05 | 0.05
2015-05-20 | 0.05 | 0.05 | 0.05 | 0.05 | 0.05 | 0.09 | 0.09 | 0.09 | 0.09 | 0.15 | 0.15 | 0.15 | 0.15 | 0.15 | 0.15 | 0.09 | 0.09 | 0.09 | 0.09 | 0.09 | 0.09 | 0.09 | 0.05 | 0.05
2015-05-21 | 0.05 | 0.05 | 0.05 | 0.05 | 0.05 | 0.09 | 0.09 | 0.09 | 0.09 | 0.15 | 0.15 | 0.15 | 0.15 | 0.15 | 0.15 | 0.09 | 0.09 | 0.09 | 0.09 | 0.09 | 0.09 | 0.09 | 0.05 | 0.05
2015-05-22 | 0.05 | 0.05 | 0.05 | 0.05 | 0.05 | 0.09 | 0.09 | 0.09 | 0.09 | 0.15 | 0.15 | 0.15 | 0.15 | 0.15 | 0.15 | 0.09 | 0.09 | 0.09 | 0.09 | 0.09 | 0.09 | 0.09 | 0.05 | 0.05
2015-05-23 | 0.05 | 0.05 | 0.05 | 0.05 | 0.05 | 0.09 | 0.09 | 0.09 | 0.09 | 0.15 | 0.15 | 0.15 | 0.15 | 0.15 | 0.15 | 0.09 | 0.09 | 0.09 | 0.09 | 0.09 | 0.09 | 0.09 | 0.05 | 0.05
2015-05-24 | 0.05 | 0.05 | 0.05 | 0.05 | 0.05 | 0.09 | 0.09 | 0.09 | 0.09 | 0.15 | 0.15 | 0.15 | 0.15 | 0.15 | 0.15 | 0.09 | 0.09 | 0.09 | 0.09 | 0.09 | 0.09 | 0.09 | 0.05 | 0.05
2015-05-25 | 0.05 | 0.05 | 0.05 | 0.05 | 0.05 | 0.09 | 0.09 | 0.09 | 0.09 | 0.15 | 0.15 | 0.15 | 0.15 | 0.15 | 0.15 | 0.09 | 0.09 | 0.09 | 0.09 | 0.09 | 0.09 | 0.09 | 0.05 | 0.05
2015-05-26 | 0.05 | 0.05 | 0.05 | 0.05 | 0.05 | 0.09 | 0.09 | 0.09 | 0.09 | 0.15 | 0.15 | 0.15 | 0.15 | 0.15 | 0.15 | 0.09 | 0.09 | 0.09 | 0.09 | 0.09 | 0.09 | 0.09 | 0.05 | 0.05
2015-05-27 | 0.05 | 0.05 | 0.05 | 0.05 | 0.05 | 0.09 | 0.09 | 0.09 | 0.09 | 0.15 | 0.15 | 0.15 | 0.15 | 0.15 | 0.15 | 0.09 | 0.09 | 0.09 | 0.09 | 0.09 | 0.09 | 0.09 | 0.05 | 0.05
2015-05-28 | 0.05 | 0.05 | 0.05 | 0.05 | 0.05 | 0.09 | 0.09 | 0.09 | 0.09 | 0.15 | 0.15 | 0.15 | 0.15 | 0.15 | 0.15 | 0.09 | 0.09 | 0.09 | 0.09 | 0.09 | 0.09 | 0.09 | 0.05 | 0.05
2015-05-29 | 0.05 | 0.05 | 0.05 | 0.05 | 0.05 | 0.09 | 0.09 | 0.09 | 0.09 | 0.15 | 0.15 | 0.15 | 0.15 | 0.15 | 0.15 | 0.09 | 0.09 | 0.09 | 0.09 | 0.09 | 0.09 | 0.09 | 0.05 | 0.05
2015-05-30 | 0.05 | 0.05 | 0.05 | 0.05 | 0.05 | 0.09 | 0.09 | 0.09 | 0.09 | 0.15 | 0.15 | 0.15 | 0.15 | 0.15 | 0.15 | 0.09 | 0.09 | 0.09 | 0.09 | 0.09 | 0.09 | 0.09 | 0.05 | 0.05
2015-05-31 | 0.05 | 0.05 | 0.05 | 0.05 | 0.05 | 0.09 | 0.09 | 0.09 | 0.09 | 0.15 | 0.15 | 0.15 | 0.15 | 0.15 | 0.15 | 0.09 | 0.09 | 0.09 | 0.09 | 0.09 | 0.09 | 0.09 | 0.05 | 0.05
2015-06-01 | 0.05 | 0.05 | 0.05 | 0.05 | 0.05 | 0.09 | 0.09 | 0.09 | 0.09 | 0.15 | 0.15 | 0.15 | 0.15 | 0.15 | 0.15 | 0.09 | 0.09 | 0.09 | 0.09 | 0.09 | 0.09 | 0.09 | 0.05 | 0.05
2015-06-02 | 0.05 | 0.05 | 0.05 | 0.05 | 0.05 | 0.09 | 0.09 | 0.09 | 0.09 | 0.15 | 0.15 | 0.15 | 0.15 | 0.15 | 0.15 | 0.09 | 0.09 | 0.09 | 0.09 | 0.09 | 0.09 | 0.09 | 0.05 | 0.05
2015-06-03 | 0.05 | 0.05 | 0.05 | 0.05 | 0.05 | 0.09 | 0.09 | 0.09 | 0.09 | 0.15 | 0.15 | 0.15 | 0.15 | 0.15 | 0.15 | 0.09 | 0.09 | 0.09 | 0.09 | 0.09 | 0.09 | 0.09 | 0.05 | 0.05
2015-06-04 | 0.05 | 0.05 | 0.05 | 0.05 | 0.05 | 0.09 | 0.09 | 0.09 | 0.09 | 0.15 | 0.15 | 0.15 | 0.15 | 0.15 | 0.15 | 0.09 | 0.09 | 0.09 | 0.09 | 0.09 | 0.09 | 0.09 | 0.05 | 0.05
2015-06-05 | 0.05 | 0.05 | 0.05 | 0.05 | 0.05 | 0.09 | 0.09 | 0.09 | 0.09 | 0.15 | 0.15 | 0.15 | 0.15 | 0.15 | 0.15 | 0.09 | 0.09 | 0.09 | 0.09 | 0.09 | 0.09 | 0.09 | 0.05 | 0.05
2015-06-06 | 0.05 | 0.05 | 0.05 | 0.05 | 0.05 | 0.09 | 0.09 | 0.09 | 0.09 | 0.15 | 0.15 | 0.15 | 0.15 | 0.15 | 0.15 | 0.09 | 0.09 | 0.09 | 0.09 | 0.09 | 0.09 | 0.09 | 0.05 | 0.05
2015-06-07 | 0.05 | 0.05 | 0.05 | 0.05 | 0.05 | 0.09 | 0.09 | 0.09 | 0.09 | 0.15 | 0.15 | 0.15 | 0.15 | 0.15 | 0.15 | 0.09 | 0.09 | 0.09 | 0.09 | 0.09 | 0.09 | 0.09 | 0.05 | 0.05
2015-06-08 | 0.05 | 0.05 | 0.05 | 0.05 | 0.05 | 0.09 | 0.09 | 0.09 | 0.09 | 0.15 | 0.15 | 0.15 | 0.15 | 0.15 | 0.15 | 0.09 | 0.09 | 0.09 | 0.09 | 0.09 | 0.09 | 0.09 | 0.05 | 0.05
2015-06-09 | 0.05 | 0.05 | 0.05 | 0.05 | 0.05 | 0.09 | 0.09 | 0.09 | 0.09 | 0.15 | 0.15 | 0.15 | 0.15 | 0.15 | 0.15 | 0.09 | 0.09 | 0.09 | 0.09 | 0.09 | 0.09 | 0.09 | 0.05 | 0.05
2015-06-10 | 0.05 | 0.05 | 0.05 | 0.05 | 0.05 | 0.09 | 0.09 | 0.09 | 0.09 | 0.15 | 0.15 | 0.15 | 0.15 | 0.15 | 0.15 | 0.09 | 0.09 | 0.09 | 0.09 | 0.09 | 0.09 | 0.09 | 0.05 | 0.05
2015-06-11 | 0.05 | 0.05 | 0.05 | 0.05 | 0.05 | 0.09 | 0.09 | 0.09 | 0.09 | 0.15 | 0.15 | 0.15 | 0.15 | 0.15 | 0.15 | 0.09 | 0.09 | 0.09 | 0.09 | 0.09 | 0.09 | 0.09 | 0.05 | 0.05
2015-06-12 | 0.05 | 0.05 | 0.05 | 0.05 | 0.05 | 0.09 | 0.09 | 0.09 | 0.09 | 0.15 | 0.15 | 0.15 | 0.15 | 0.15 | 0.15 | 0.09 | 0.09 | 0.09 | 0.09 | 0.09 | 0.09 | 0.09 | 0.05 | 0.05
2015-06-13 | 0.05 | 0.05 | 0.05 | 0.05 | 0.05 | 0.09 | 0.09 | 0.09 | 0.09 | 0.15 | 0.15 | 0.15 | 0.15 | 0.15 | 0.15 | 0.09 | 0.09 | 0.09 | 0.09 | 0.09 | 0.09 | 0.09 | 0.05 | 0.05
2015-06-14 | 0.05 | 0.05 | 0.05 | 0.05 | 0.05 | 0.09 | 0.09 | 0.09 | 0.09 | 0.15 | 0.15 | 0.15 | 0.15 | 0.15 | 0.15 | 0.09 | 0.09 | 0.09 | 0.09 | 0.09 | 0.09 | 0.09 | 0.05 | 0.05
2015-06-15 | 0.05 | 0.05 | 0.05 | 0.05 | 0.05 | 0.09 | 0.09 | 0.09 | 0.09 | 0.15 | 0.15 | 0.15 | 0.15 | 0.15 | 0.15 | 0.09 | 0.09 | 0.09 | 0.09 | 0.09 | 0.09 | 0.09 | 0.05 | 0.05
2015-06-16 | 0.05 | 0.05 | 0.05 | 0.05 | 0.05 | 0.09 | 0.09 | 0.09 | 0.09 | 0.15 | 0.15 | 0.15 | 0.15 | 0.15 | 0.15 | 0.09 | 0.09 | 0.09 | 0.09 | 0.09 | 0.09 | 0.09 | 0.05 | 0.05
2015-06-17 | 0.05 | 0.05 | 0.05 | 0.05 | 0.05 | 0.09 | 0.09 | 0.09 | 0.09 | 0.15 | 0.15 | 0.15 | 0.15 | 0.15 | 0.15 | 0.09 | 0.09 | 0.09 | 0.09 | 0.09 | 0.09 | 0.09 | 0.05 | 0.05
2015-06-18 | 0.05 | 0.05 | 0.05 | 0.05 | 0.05 | 0.09 | 0.09 | 0.09 | 0.09 | 0.15 | 0.15 | 0.15 | 0.15 | 0.15 | 0.15 | 0.09 | 0.09 | 0.09 | 0.09 | 0.09 | 0.09 | 0.09 | 0.05 | 0.05
2015-06-19 | 0.05 | 0.05 | 0.05 | 0.05 | 0.05 | 0.09 | 0.09 | 0.09 | 0.09 | 0.15 | 0.15 | 0.15 | 0.15 | 0.15 | 0.15 | 0.09 | 0.09 | 0.09 | 0.09 | 0.09 | 0.09 | 0.09 | 0.05 | 0.05
2015-06-20 | 0.05 | 0.05 | 0.05 | 0.05 | 0.05 | 0.09 | 0.09 | 0.09 | 0.09 | 0.15 | 0.15 | 0.15 | 0.15 | 0.15 | 0.15 | 0.09 | 0.09 | 0.09 | 0.09 | 0.09 | 0.09 | 0.09 | 0.05 | 0.05
2015-06-21 | 0.05 | 0.05 | 0.05 | 0.05 | 0.05 | 0.09 | 0.09 | 0.09 | 0.09 | 0.15 | 0.15 | 0.15 | 0.15 | 0.15 | 0.15 | 0.09 | 0.09 | 0.09 | 0.09 | 0.09 | 0.09 | 0.09 | 0.05 | 0.05
2015-06-22 | 0.05 | 0.05 | 0.05 | 0.05 | 0.05 | 0.09 | 0.09 | 0.09 | 0.09 | 0.15 | 0.15 | 0.15 | 0.15 | 0.15 | 0.15 | 0.09 | 0.09 | 0.09 | 0.09 | 0.09 | 0.09 | 0.09 | 0.05 | 0.05
2015-06-23 | 0.05 | 0.05 | 0.05 | 0.05 | 0.05 | 0.09 | 0.09 | 0.09 | 0.09 | 0.15 | 0.15 | 0.15 | 0.15 | 0.15 | 0.15 | 0.09 | 0.09 | 0.09 | 0.09 | 0.09 | 0.09 | 0.09 | 0.05 | 0.05
2015-06-24 | 0.05 | 0.05 | 0.05 | 0.05 | 0.05 | 0.09 | 0.09 | 0.09 | 0.09 | 0.15 | 0.15 | 0.15 | 0.15 | 0.15 | 0.15 | 0.09 | 0.09 | 0.09 | 0.09 | 0.09 | 0.09 | 0.09 | 0.05 | 0.05
2015-06-25 | 0.05 | 0.05 | 0.05 | 0.05 | 0.05 | 0.09 | 0.09 | 0.09 | 0.09 | 0.15 | 0.15 | 0.15 | 0.15 | 0.15 | 0.15 | 0.09 | 0.09 | 0.09 | 0.09 | 0.09 | 0.09 | 0.09 | 0.05 | 0.05
2015-06-26 | 0.05 | 0.05 | 0.05 | 0.05 | 0.05 | 0.09 | 0.09 | 0.09 | 0.09 | 0.15 | 0.15 | 0.15 | 0.15 | 0.15 | 0.15 | 0.09 | 0.09 | 0.09 | 0.09 | 0.09 | 0.09 | 0.09 | 0.05 | 0.05
2015-06-27 | 0.05 | 0.05 | 0.05 | 0.05 | 0.05 | 0.09 | 0.09 | 0.09 | 0.09 | 0.15 | 0.15 | 0.15 | 0.15 | 0.15 | 0.15 | 0.09 | 0.09 | 0.09 | 0.09 | 0.09 | 0.09 | 0.09 | 0.05 | 0.05
2015-06-28 | 0.05 | 0.05 | 0.05 | 0.05 | 0.05 | 0.09 | 0.09 | 0.09 | 0.09 | 0.15 | 0.15 | 0.15 | 0.15 | 0.15 | 0.15 | 0.09 | 0.09 | 0.09 | 0.09 | 0.09 | 0.09 | 0.09 | 0.05 | 0.05
2015-06-29 | 0.05 | 0.05 | 0.05 | 0.05 | 0.05 | 0.09 | 0.09 | 0.09 | 0.09 | 0.15 | 0.15 | 0.15 | 0.15 | 0.15 | 0.15 | 0.09 | 0.09 | 0.09 | 0.09 | 0.09 | 0.09 | 0.09 | 0.05 | 0.05
2015-06-30 | 0.05 | 0.05 | 0.05 | 0.05 | 0.05 | 0.09 | 0.09 | 0.09 | 0.09 | 0.15 | 0.15 | 0.15 | 0.15 | 0.15 | 0.15 | 0.09 | 0.09 | 0.09 | 0.09 | 0.09 | 0.09 | 0.09 | 0.05 | 0.05
2015-07-01 | 0.05 | 0.05 | 0.05 | 0.05 | 0.05 | 0.09 | 0.09 | 0.09 | 0.09 | 0.15 | 0.15 | 0.15 | 0.15 | 0.15 | 0.15 | 0.09 | 0.09 | 0.09 | 0.09 | 0.09 | 0.09 | 0.09 | 0.05 | 0.05
2015-07-02 | 0.05 | 0.05 | 0.05 | 0.05 | 0.05 | 0.09 | 0.09 | 0.09 | 0.09 | 0.15 | 0.15 | 0.15 | 0.15 | 0.15 | 0.15 | 0.09 | 0.09 | 0.09 | 0.09 | 0.09 | 0.09 | 0.09 | 0.05 | 0.05
2015-07-03 | 0.05 | 0.05 | 0.05 | 0.05 | 0.05 | 0.09 | 0.09 | 0.09 | 0.09 | 0.15 | 0.15 | 0.15 | 0.15 | 0.15 | 0.15 | 0.09 | 0.09 | 0.09 | 0.09 | 0.09 | 0.09 | 0.09 | 0.05 | 0.05
2015-07-04 | 0.05 | 0.05 | 0.05 | 0.05 | 0.05 | 0.09 | 0.09 | 0.09 | 0.09 | 0.15 | 0.15 | 0.15 | 0.15 | 0.15 | 0.15 | 0.09 | 0.09 | 0.09 | 0.09 | 0.09 | 0.09 | 0.09 | 0.05 | 0.05
2015-07-05 | 0.05 | 0.05 | 0.05 | 0.05 | 0.05 | 0.09 | 0.09 | 0.09 | 0.09 | 0.15 | 0.15 | 0.15 | 0.15 | 0.15 | 0.15 | 0.09 | 0.09 | 0.09 | 0.09 | 0.09 | 0.09 | 0.09 | 0.05 | 0.05
2015-07-06 | 0.05 | 0.05 | 0.05 | 0.05 | 0.05 | 0.09 | 0.09 | 0.09 | 0.09 | 0.15 | 0.15 | 0.15 | 0.15 | 0.15 | 0.15 | 0.09 | 0.09 | 0.09 | 0.09 | 0.09 | 0.09 | 0.09 | 0.05 | 0.05
2015-07-07 | 0.05 | 0.05 | 0.05 | 0.05 | 0.05 | 0.09 | 0.09 | 0.09 | 0.09 | 0.15 | 0.15 | 0.15 | 0.15 | 0.15 | 0.15 | 0.09 | 0.09 | 0.09 | 0.09 | 0.09 | 0.09 | 0.09 | 0.05 | 0.05
2015-07-08 | 0.05 | 0.05 | 0.05 | 0.05 | 0.05 | 0.09 | 0.09 | 0.09 | 0.09 | 0.15 | 0.15 | 0.15 | 0.15 | 0.15 | 0.15 | 0.09 | 0.09 | 0.09 | 0.09 | 0.09 | 0.09 | 0.09 | 0.05 | 0.05
2015-07-09 | 0.05 | 0.05 | 0.05 | 0.05 | 0.05 | 0.09 | 0.09 | 0.09 | 0.09 | 0.15 | 0.15 | 0.15 | 0.15 | 0.15 | 0.15 | 0.09 | 0.09 | 0.09 | 0.09 | 0.09 | 0.09 | 0.09 | 0.05 | 0.05
2015-07-10 | 0.05 | 0.05 | 0.05 | 0.05 | 0.05 | 0.09 | 0.09 | 0.09 | 0.09 | 0.15 | 0.15 | 0.15 | 0.15 | 0.15 | 0.15 | 0.09 | 0.09 | 0.09 | 0.09 | 0.09 | 0.09 | 0.09 | 0.05 | 0.05
2015-07-11 | 0.05 | 0.05 | 0.05 | 0.05 | 0.05 | 0.09 | 0.09 | 0.09 | 0.09 | 0.15 | 0.15 | 0.15 | 0.15 | 0.15 | 0.15 | 0.09 | 0.09 | 0.09 | 0.09 | 0.09 | 0.09 | 0.09 | 0.05 | 0.05
2015-07-12 | 0.05 | 0.05 | 0.05 | 0.05 | 0.05 | 0.09 | 0.09 | 0.09 | 0.09 | 0.15 | 0.15 | 0.15 | 0.15 | 0.15 | 0.15 | 0.09 | 0.09 | 0.09 | 0.09 | 0.09 | 0.09 | 0.09 | 0.05 | 0.05
2015-07-13 | 0.05 | 0.05 | 0.05 | 0.05 | 0.05 | 0.09 | 0.09 | 0.09 | 0.09 | 0.15 | 0.15 | 0.15 | 0.15 | 0.15 | 0.15 | 0.09 | 0.09 | 0.09 | 0.09 | 0.09 | 0.09 | 0.09 | 0.05 | 0.05
2015-07-14 | 0.05 | 0.05 | 0.05 | 0.05 | 0.05 | 0.09 | 0.09 | 0.09 | 0.09 | 0.15 | 0.15 | 0.15 | 0.15 | 0.15 | 0.15 | 0.09 | 0.09 | 0.09 | 0.09 | 0.09 | 0.09 | 0.09 | 0.05 | 0.05
2015-07-15 | 0.05 | 0.05 | 0.05 | 0.05 | 0.05 | 0.09 | 0.09 | 0.09 | 0.09 | 0.15 | 0.15 | 0.15 | 0.15 | 0.15 | 0.15 | 0.09 | 0.09 | 0.09 | 0.09 | 0.09 | 0.09 | 0.09 | 0.05 | 0.05
2015-07-16 | 0.05 | 0.05 | 0.05 | 0.05 | 0.05 | 0.09 | 0.09 | 0.09 | 0.09 | 0.15 | 0.15 | 0.15 | 0.15 | 0.15 | 0.15 | 0.09 | 0.09 | 0.09 | 0.09 | 0.09 | 0.09 | 0.09 | 0.05 | 0.05
2015-07-17 | 0.05 | 0.05 | 0.05 | 0.05 | 0.05 | 0.09 | 0.09 | 0.09 | 0.09 | 0.15 | 0.15 | 0.15 | 0.15 | 0.15 | 0.15 | 0.09 | 0.09 | 0.09 | 0.09 | 0.09 | 0.09 | 0.09 | 0.05 | 0.05
2015-07-18 | 0.05 | 0.05 | 0.05 | 0.05 | 0.05 | 0.09 | 0.09 | 0.09 | 0.09 | 0.15 | 0.15 | 0.15 | 0.15 | 0.25 | 0.25 | 0.25 | 0.25 | 0.25 | 0.25 | 0.09 | 0.09 | 0.09 | 0.05 | 0.05
2015-07-19 | 0.05 | 0.05 | 0.05 | 0.05 | 0.05 | 0.09 | 0.09 | 0.09 | 0.09 | 0.15 | 0.15 | 0.15 | 0.15 | 0.15 | 0.15 | 0.09 | 0.09 | 0.09 | 0.09 | 0.09 | 0.09 | 0.09 | 0.05 | 0.05
2015-07-20 | 0.05 | 0.05 | 0.05 | 0.05 | 0.05 | 0.09 | 0.09 | 0.09 | 0.09 | 0.15 | 0.15 | 0.15 | 0.15 | 0.15 | 0.15 | 0.09 | 0.09 | 0.09 | 0.09 | 0.09 | 0.09 | 0.09 | 0.05 | 0.05
2015-07-21 | 0.05 | 0.05 | 0.05 | 0.05 | 0.05 | 0.09 | 0.09 | 0.09 | 0.09 | 0.15 | 0.15 | 0.15 | 0.15 | 0.15 | 0.15 | 0.09 | 0.09 | 0.09 | 0.09 | 0.09 | 0.09 | 0.09 | 0.05 | 0.05
2015-07-22 | 0.05 | 0.05 | 0.05 | 0.05 | 0.05 | 0.09 | 0.09 | 0.09 | 0.09 | 0.15 | 0.15 | 0.15 | 0.15 | 0.15 | 0.15 | 0.09 | 0.09 | 0.09 | 0.09 | 0.09 | 0.09 | 0.09 | 0.05 | 0.05
2015-07-23 | 0.05 | 0.05 | 0.05 | 0.05 | 0.05 | 0.09 | 0.09 | 0.09 | 0.09 | 0.15 | 0.15 | 0.15 | 0.15 | 0.15 | 0.15 | 0.09 | 0.09 | 0.09 | 0.09 | 0.09 | 0.09 | 0.09 | 0.05 | 0.05
2015-07-24 | 0.05 | 0.05 | 0.05 | 0.05 | 0.05 | 0.09 | 0.09 | 0.09 | 0.09 | 0.15 | 0.15 | 0.15 | 0.15 | 0.15 | 0.15 | 0.09 | 0.09 | 0.09 | 0.09 | 0.09 | 0.09 | 0.09 | 0.05 | 0.05
2015-07-25 | 0.05 | 0.05 | 0.05 | 0.05 | 0.05 | 0.09 | 0.09 | 0.09 | 0.09 | 0.15 | 0.15 | 0.15 | 0.15 | 0.15 | 0.15 | 0.09 | 0.09 | 0.09 | 0.09 | 0.09 | 0.09 | 0.09 | 0.05 | 0.05
2015-07-26 | 0.05 | 0.05 | 0.05 | 0.05 | 0.05 | 0.09 | 0.09 | 0.09 | 0.09 | 0.15 | 0.15 | 0.15 | 0.15 | 0.15 | 0.15 | 0.09 | 0.09 | 0.09 | 0.09 | 0.09 | 0.09 | 0.09 | 0.05 | 0.05
2015-07-27 | 0.05 | 0.05 | 0.05 | 0.05 | 0.05 | 0.09 | 0.09 | 0.09 | 0.09 | 0.15 | 0.15 | 0.15 | 0.15 | 0.15 | 0.15 | 0.09 | 0.09 | 0.09 | 0.09 | 0.09 | 0.09 | 0.09 | 0.05 | 0.05
2015-07-28 | 0.05 | 0.05 | 0.05 | 0.05 | 0.05 | 0.09 | 0.09 | 0.09 | 0.09 | 0.15 | 0.15 | 0.15 | 0.15 | 0.15 | 0.15 | 0.09 | 0.09 | 0.09 | 0.09 | 0.09 | 0.09 | 0.09 | 0.05 | 0.05
2015-07-29 | 0.05 | 0.05 | 0.05 | 0.05 | 0.05 | 0.09 | 0.09 | 0.09 | 0.09 | 0.15 | 0.15 | 0.15 | 0.15 | 0.15 | 0.15 | 0.09 | 0.09 | 0.09 | 0.09 | 0.09 | 0.09 | 0.09 | 0.05 | 0.05
2015-07-30 | 0.05 | 0.05 | 0.05 | 0.05 | 0.05 | 0.09 | 0.09 | 0.09 | 0.09 | 0.15 | 0.15 | 0.15 | 0.15 | 0.15 | 0.15 | 0.09 | 0.09 | 0.09 | 0.09 | 0.09 | 0.09 | 0.09 | 0.05 | 0.05
2015-07-31 | 0.05 | 0.05 | 0.05 | 0.05 | 0.05 | 0.09 | 0.09 | 0.09 | 0.09 | 0.15 | 0.15 | 0.15 | 0.15 | 0.15 | 0.15 | 0.09 | 0.09 | 0.09 | 0.09 | 0.09 | 0.09 | 0.09 | 0.05 | 0.05
2015-08-01 | 0.05 | 0.05 | 0.05 | 0.05 | 0.05 | 0.09 | 0.09 | 0.09 | 0.09 | 0.15 | 0.15 | 0.15 | 0.15 | 0.15 | 0.15 | 0.09 | 0.09 | 0.09 | 0.09 | 0.09 | 0.09 | 0.09 | 0.05 | 0.05
2015-08-02 | 0.05 | 0.05 | 0.05 | 0.05 | 0.05 | 0.09 | 0.09 | 0.09 | 0.09 | 0.15 | 0.15 | 0.15 | 0.15 | 0.15 | 0.15 | 0.09 | 0.09 | 0.09 | 0.09 | 0.09 | 0.09 | 0.09 | 0.05 | 0.05
2015-08-03 | 0.05 | 0.05 | 0.05 | 0.05 | 0.05 | 0.09 | 0.09 | 0.09 | 0.09 | 0.15 | 0.15 | 0.15 | 0.15 | 0.15 | 0.15 | 0.09 | 0.09 | 0.09 | 0.09 | 0.09 | 0.09 | 0.09 | 0.05 | 0.05
2015-08-04 | 0.05 | 0.05 | 0.05 | 0.05 | 0.05 | 0.09 | 0.09 | 0.09 | 0.09 | 0.15 | 0.15 | 0.15 | 0.15 | 0.15 | 0.35 | 0.35 | 0.35 | 0.35 | 0.35 | 0.09 | 0.09 | 0.09 | 0.05 | 0.05
2015-08-05 | 0.05 | 0.05 | 0.05 | 0.05 | 0.05 | 0.09 | 0.09 | 0.09 | 0.09 | 0.15 | 0.15 | 0.15 | 0.15 | 0.15 | 0.15 | 0.09 | 0.09 | 0.09 | 0.09 | 0.09 | 0.09 | 0.09 | 0.05 | 0.05
2015-08-06 | 0.05 | 0.05 | 0.05 | 0.05 | 0.05 | 0.09 | 0.09 | 0.09 | 0.09 | 0.15 | 0.15 | 0.15 | 0.15 | 0.15 | 0.15 | 0.09 | 0.09 | 0.09 | 0.09 | 0.09 | 0.09 | 0.09 | 0.05 | 0.05
2015-08-07 | 0.05 | 0.05 | 0.05 | 0.05 | 0.05 | 0.09 | 0.09 | 0.09 | 0.09 | 0.15 | 0.15 | 0.15 | 0.15 | 0.15 | 0.15 | 0.09 | 0.09 | 0.09 | 0.09 | 0.09 | 0.09 | 0.09 | 0.05 | 0.05
2015-08-08 | 0.05 | 0.05 | 0.05 | 0.05 | 0.05 | 0.09 | 0.09 | 0.09 | 0.09 | 0.15 | 0.15 | 0.15 | 0.15 | 0.15 | 0.15 | 0.09 | 0.09 | 0.09 | 0.09 | 0.09 | 0.09 | 0.09 | 0.05 | 0.05
2015-08-09 | 0.05 | 0.05 | 0.05 | 0.05 | 0.05 | 0.09 | 0.09 | 0.09 | 0.09 | 0.15 | 0.15 | 0.15 | 0.15 | 0.15 | 0.15 | 0.09 | 0.09 | 0.09 | 0.09 | 0.09 | 0.09 | 0.09 | 0.05 | 0.05
2015-08-10 | 0.05 | 0.05 | 0.05 | 0.05 | 0.05 | 0.09 | 0.09 | 0.09 | 0.09 | 0.15 | 0.15 | 0.15 | 0.15 | 0.15 | 0.15 | 0.09 | 0.09 | 0.09 | 0.09 | 0.09 | 0.09 | 0.09 | 0.05 | 0.05
2015-08-11 | 0.05 | 0.05 | 0.05 | 0.05 | 0.05 | 0.09 | 0.09 | 0.09 | 0.09 | 0.15 | 0.15 | 0.15 | 0.15 | 0.15 | 0.15 | 0.09 | 0.09 | 0.09 | 0.09 | 0.09 | 0.09 | 0.09 | 0.05 | 0.05
2015-08-12 | 0.05 | 0.05 | 0.05 | 0.05 | 0.05 | 0.09 | 0.09 | 0.09 | 0.09 | 0.15 | 0.15 | 0.15 | 0.15 | 0.15 | 0.15 | 0.09 | 0.09 | 0.09 | 0.09 | 0.09 | 0.09 | 0.09 | 0.05 | 0.05
2015-08-13 | 0.05 | 0.05 | 0.05 | 0.05 | 0.05 | 0.09 | 0.09 | 0.09 | 0.09 | 0.15 | 0.15 | 0.15 | 0.15 | 0.15 | 0.15 | 0.09 | 0.09 | 0.09 | 0.09 | 0.09 | 0.09 | 0.09 | 0.05 | 0.05
2015-08-14 | 0.05 | 0.05 | 0.05 | 0.05 | 0.05 | 0.09 | 0.09 | 0.09 | 0.09 | 0.15 | 0.15 | 0.31 | 0.31 | 0.31 | 0.31 | 0.31 | 0.31 | 0.31 | 0.31 | 0.09 | 0.09 | 0.09 | 0.05 | 0.05
2015-08-15 | 0.05 | 0.05 | 0.05 | 0.05 | 0.05 | 0.09 | 0.09 | 0.09 | 0.09 | 0.15 | 0.15 | 0.15 | 0.15 | 0.27 | 0.27 | 0.27 | 0.27 | 0.27 | 0.27 | 0.27 | 0.09 | 0.09 | 0.05 | 0.05
2015-08-16 | 0.05 | 0.05 | 0.05 | 0.05 | 0.05 | 0.09 | 0.09 | 0.09 | 0.09 | 0.15 | 0.15 | 0.15 | 0.15 | 0.15 | 0.15 | 0.09 | 0.09 | 0.09 | 0.09 | 0.09 | 0.09 | 0.09 | 0.05 | 0.05
2015-08-17 | 0.05 | 0.05 | 0.05 | 0.05 | 0.05 | 0.09 | 0.09 | 0.09 | 0.09 | 0.15 | 0.15 | 0.15 | 0.15 | 0.15 | 0.15 | 0.09 | 0.09 | 0.09 | 0.09 | 0.09 | 0.09 | 0.09 | 0.05 | 0.05
2015-08-18 | 0.05 | 0.05 | 0.05 | 0.05 | 0.05 | 0.09 | 0.09 | 0.09 | 0.09 | 0.15 | 0.15 | 0.15 | 0.15 | 0.15 | 0.15 | 0.09 | 0.09 | 0.09 | 0.09 | 0.09 | 0.09 | 0.09 | 0.05 | 0.05
2015-08-19 | 0.05 | 0.05 | 0.05 | 0.05 | 0.05 | 0.09 | 0.09 | 0.09 | 0.09 | 0.15 | 0.15 | 0.15 | 0.15 | 0.15 | 0.15 | 0.09 | 0.09 | 0.09 | 0.09 | 0.09 | 0.09 | 0.09 | 0.05 | 0.05
2015-08-20 | 0.05 | 0.05 | 0.05 | 0.05 | 0.05 | 0.09 | 0.09 | 0.09 | 0.09 | 0.15 | 0.15 | 0.15 | 0.15 | 0.15 | 0.15 | 0.09 | 0.09 | 0.09 | 0.09 | 0.09 | 0.09 | 0.09 | 0.05 | 0.05
2015-08-21 | 0.05 | 0.05 | 0.05 | 0.05 | 0.05 | 0.09 | 0.09 | 0.09 | 0.09 | 0.15 | 0.15 | 0.32 | 0.32 | 0.32 | 0.32 | 0.32 | 0.32 | 0.32 | 0.09 | 0.09 | 0.09 | 0.09 | 0.05 | 0.05
2015-08-22 | 0.05 | 0.05 | 0.05 | 0.05 | 0.05 | 0.09 | 0.09 | 0.09 | 0.09 | 0.15 | 0.15 | 0.15 | 0.15 | 0.15 | 0.15 | 0.09 | 0.09 | 0.09 | 0.09 | 0.09 | 0.09 | 0.09 | 0.05 | 0.05
2015-08-23 | 0.05 | 0.05 | 0.05 | 0.05 | 0.05 | 0.09 | 0.09 | 0.09 | 0.09 | 0.15 | 0.15 | 0.15 | 0.15 | 0.41 | 0.41 | 0.41 | 0.41 | 0.41 | 0.41 | 0.09 | 0.09 | 0.09 | 0.05 | 0.05
2015-08-24 | 0.05 | 0.05 | 0.05 | 0.05 | 0.05 | 0.09 | 0.09 | 0.09 | 0.09 | 0.15 | 0.15 | 0.15 | 0.15 | 0.15 | 0.15 | 0.09 | 0.09 | 0.09 | 0.09 | 0.09 | 0.09 | 0.09 | 0.05 | 0.05
2015-08-25 | 0.05 | 0.05 | 0.05 | 0.05 | 0.05 | 0.09 | 0.09 | 0.09 | 0.09 | 0.15 | 0.15 | 0.15 | 0.15 | 0.15 | 0.15 | 0.09 | 0.09 | 0.09 | 0.09 | 0.09 | 0.09 | 0.09 | 0.05 | 0.05
2015-08-26 | 0.05 | 0.05 | 0.05 | 0.05 | 0.05 | 0.09 | 0.09 | 0.09 | 0.09 | 0.15 | 0.15 | 0.15 | 0.15 | 0.15 | 0.15 | 0.09 | 0.09 | 0.09 | 0.09 | 0.09 | 0.09 | 0.09 | 0.05 | 0.05
2015-08-27 | 0.05 | 0.05 | 0.05 | 0.05 | 0.05 | 0.09 | 0.09 | 0.09 | 0.09 | 0.15 | 0.15 | 0.15 | 0.15 | 0.31 | 0.31 | 0.31 | 0.31 | 0.31 | 0.31 | 0.09 | 0.09 | 0.09 | 0.05 | 0.05
2015-08-28 | 0.05 | 0.05 | 0.05 | 0.05 | 0.05 | 0.09 | 0.09 | 0.09 | 0.09 | 0.15 | 0.15 | 0.15 | 0.15 | 0.15 | 0.15 | 0.09 | 0.09 | 0.09 | 0.09 | 0.09 | 0.09 | 0.09 | 0.05 | 0.05
2015-08-29 | 0.05 | 0.05 | 0.05 | 0.05 | 0.05 | 0.09 | 0.09 | 0.09 | 0.09 | 0.15 | 0.15 | 0.15 | 0.15 | 0.15 | 0.15 | 0.09 | 0.09 | 0.09 | 0.09 | 0.09 | 0.09 | 0.09 | 0.05 | 0.05
2015-08-30 | 0.05 | 0.05 | 0.05 | 0.05 | 0.05 | 0.09 | 0.09 | 0.09 | 0.09 | 0.15 | 0.15 | 0.15 | 0.15 | 0.15 | 0.15 | 0.09 | 0.09 | 0.09 | 0.09 | 0.09 | 0.09 | 0.09 | 0.05 | 0.05
2015-08-31 | 0.05 | 0.05 | 0.05 | 0.05 | 0.05 | 0.09 | 0.09 | 0.09 | 0.09 | 0.15 | 0.15 | 0.15 | 0.15 | 0.15 | 0.15 | 0.09 | 0.09 | 0.09 | 0.09 | 0.09 | 0.09 | 0.09 | 0.05 | 0.05
2015-09-01 | 0.05 | 0.05 | 0.05 | 0.05 | 0.05 | 0.09 | 0.09 | 0.09 | 0.09 | 0.15 | 0.15 | 0.15 | 0.15 | 0.15 | 0.15 | 0.09 | 0.09 | 0.09 | 0.09 | 0.09 | 0.09 | 0.09 | 0.05 | 0.05
2015-09-02 | 0.05 | 0.05 | 0.05 | 0.05 | 0.05 | 0.09 | 0.09 | 0.09 | 0.09 | 0.15 | 0.15 | 0.15 | 0.15 | 0.15 | 0.15 | 0.09 | 0.09 | 0.09 | 0.09 | 0.09 | 0.09 | 0.09 | 0.05 | 0.05
2015-09-03 | 0.05 | 0.05 | 0.05 | 0.05 | 0.05 | 0.09 | 0.09 | 0.09 | 0.09 | 0.15 | 0.15 | 0.15 | 0.15 | 0.15 | 0.15 | 0.09 | 0.09 | 0.09 | 0.09 | 0.09 | 0.09 | 0.09 | 0.05 | 0.05
2015-09-04 | 0.05 | 0.05 | 0.05 | 0.05 | 0.05 | 0.09 | 0.09 | 0.09 | 0.09 | 0.15 | 0.15 | 0.15 | 0.15 | 0.15 | 0.15 | 0.09 | 0.09 | 0.09 | 0.09 | 0.09 | 0.09 | 0.09 | 0.05 | 0.05
2015-09-05 | 0.05 | 0.05 | 0.05 | 0.05 | 0.05 | 0.09 | 0.09 | 0.09 | 0.09 | 0.15 | 0.15 | 0.15 | 0.15 | 0.15 | 0.15 | 0.09 | 0.09 | 0.09 | 0.09 | 0.09 | 0.09 | 0.09 | 0.05 | 0.05
2015-09-06 | 0.05 | 0.05 | 0.05 | 0.05 | 0.05 | 0.09 | 0.09 | 0.09 | 0.09 | 0.15 | 0.15 | 0.15 | 0.15 | 0.15 | 0.15 | 0.09 | 0.09 | 0.09 | 0.09 | 0.09 | 0.09 | 0.09 | 0.05 | 0.05
2015-09-07 | 0.05 | 0.05 | 0.05 | 0.05 | 0.05 | 0.09 | 0.09 | 0.09 | 0.09 | 0.15 | 0.15 | 0.15 | 0.15 | 0.15 | 0.15 | 0.09 | 0.09 | 0.09 | 0.09 | 0.09 | 0.09 | 0.09 | 0.05 | 0.05
2015-09-08 | 0.05 | 0.05 | 0.05 | 0.05 | 0.05 | 0.09 | 0.09 | 0.09 | 0.09 | 0.15 | 0.15 | 0.15 | 0.15 | 0.15 | 0.15 | 0.09 | 0.09 | 0.09 | 0.09 | 0.09 | 0.09 | 0.09 | 0.05 | 0.05
2015-09-09 | 0.05 | 0.05 | 0.05 | 0.05 | 0.05 | 0.09 | 0.09 | 0.09 | 0.09 | 0.15 | 0.15 | 0.15 | 0.15 | 0.15 | 0.15 | 0.09 | 0.09 | 0.09 | 0.09 | 0.09 | 0.09 | 0.09 | 0.05 | 0.05
2015-09-10 | 0.05 | 0.05 | 0.05 | 0.05 | 0.05 | 0.09 | 0.09 | 0.09 | 0.09 | 0.15 | 0.15 | 0.15 | 0.15 | 0.15 | 0.15 | 0.09 | 0.09 | 0.09 | 0.09 | 0.09 | 0.09 | 0.09 | 0.05 | 0.05
2015-09-11 | 0.05 | 0.05 | 0.05 | 0.05 | 0.05 | 0.09 | 0.09 | 0.09 | 0.09 | 0.15 | 0.15 | 0.15 | 0.15 | 0.15 | 0.15 | 0.09 | 0.09 | 0.09 | 0.09 | 0.09 | 0.09 | 0.09 | 0.05 | 0.05
2015-09-12 | 0.05 | 0.05 | 0.05 | 0.05 | 0.05 | 0.09 | 0.09 | 0.09 | 0.09 | 0.15 | 0.15 | 0.15 | 0.15 | 0.15 | 0.15 | 0.09 | 0.09 | 0.09 | 0.09 | 0.09 | 0.09 | 0.09 | 0.05 | 0.05
2015-09-13 | 0.05 | 0.05 | 0.05 | 0.05 | 0.05 | 0.09 | 0.09 | 0.09 | 0.09 | 0.15 | 0.15 | 0.15 | 0.15 | 0.15 | 0.15 | 0.09 | 0.09 | 0.09 | 0.09 | 0.09 | 0.09 | 0.09 | 0.05 | 0.05
2015-09-14 | 0.05 | 0.05 | 0.05 | 0.05 | 0.05 | 0.09 | 0.09 | 0.09 | 0.09 | 0.15 | 0.15 | 0.15 | 0.15 | 0.15 | 0.15 | 0.09 | 0.09 | 0.09 | 0.09 | 0.09 | 0.09 | 0.09 | 0.05 | 0.05
2015-09-15 | 0.05 | 0.05 | 0.05 | 0.05 | 0.05 | 0.09 | 0.09 | 0.09 | 0.09 | 0.15 | 0.15 | 0.15 | 0.15 | 0.15 | 0.15 | 0.09 | 0.09 | 0.09 | 0.09 | 0.09 | 0.09 | 0.09 | 0.05 | 0.05
2015-09-16 | 0.05 | 0.05 | 0.05 | 0.05 | 0.05 | 0.09 | 0.09 | 0.09 | 0.09 | 0.15 | 0.15 | 0.15 | 0.15 | 0.15 | 0.15 | 0.09 | 0.09 | 0.09 | 0.09 | 0.09 | 0.09 | 0.09 | 0.05 | 0.05
2015-09-17 | 0.05 | 0.05 | 0.05 | 0.05 | 0.05 | 0.09 | 0.09 | 0.09 | 0.09 | 0.15 | 0.15 | 0.15 | 0.15 | 0.15 | 0.15 | 0.09 | 0.09 | 0.09 | 0.09 | 0.09 | 0.09 | 0.09 | 0.05 | 0.05
2015-09-18 | 0.05 | 0.05 | 0.05 | 0.05 | 0.05 | 0.09 | 0.09 | 0.09 | 0.09 | 0.15 | 0.15 | 0.15 | 0.15 | 0.15 | 0.15 | 0.09 | 0.09 | 0.09 | 0.09 | 0.09 | 0.09 | 0.09 | 0.05 | 0.05
2015-09-19 | 0.05 | 0.05 | 0.05 | 0.05 | 0.05 | 0.09 | 0.09 | 0.09 | 0.09 | 0.15 | 0.15 | 0.15 | 0.15 | 0.15 | 0.15 | 0.09 | 0.09 | 0.09 | 0.09 | 0.09 | 0.09 | 0.09 | 0.05 | 0.05
2015-09-20 | 0.05 | 0.05 | 0.05 | 0.05 | 0.05 | 0.09 | 0.09 | 0.09 | 0.09 | 0.15 | 0.15 | 0.15 | 0.15 | 0.15 | 0.15 | 0.09 | 0.09 | 0.09 | 0.09 | 0.09 | 0.09 | 0.09 | 0.05 | 0.05
2015-09-21 | 0.05 | 0.05 | 0.05 | 0.05 | 0.05 | 0.09 | 0.09 | 0.09 | 0.09 | 0.15 | 0.15 | 0.15 | 0.15 | 0.15 | 0.15 | 0.09 | 0.09 | 0.09 | 0.09 | 0.09 | 0.09 | 0.09 | 0.05 | 0.05
2015-09-22 | 0.05 | 0.05 | 0.05 | 0.05 | 0.05 | 0.09 | 0.09 | 0.09 | 0.09 | 0.15 | 0.15 | 0.15 | 0.15 | 0.15 | 0.15 | 0.09 | 0.09 | 0.09 | 0.09 | 0.09 | 0.09 | 0.09 | 0.05 | 0.05
2015-09-23 | 0.05 | 0.05 | 0.05 | 0.05 | 0.05 | 0.09 | 0.09 | 0.09 | 0.09 | 0.15 | 0.15 | 0.15 | 0.15 | 0.15 | 0.15 | 0.09 | 0.09 | 0.09 | 0.09 | 0.09 | 0.09 | 0.09 | 0.05 | 0.05
2015-09-24 | 0.05 | 0.05 | 0.05 | 0.05 | 0.05 | 0.09 | 0.09 | 0.09 | 0.09 | 0.15 | 0.15 | 0.15 | 0.15 | 0.15 | 0.15 | 0.09 | 0.09 | 0.09 | 0.09 | 0.09 | 0.09 | 0.09 | 0.05 | 0.05
2015-09-25 | 0.05 | 0.05 | 0.05 | 0.05 | 0.05 | 0.09 | 0.09 | 0.09 | 0.09 | 0.15 | 0.15 | 0.15 | 0.15 | 0.15 | 0.15 | 0.09 | 0.09 | 0.09 | 0.09 | 0.09 | 0.09 | 0.09 | 0.05 | 0.05
2015-09-26 | 0.05 | 0.05 | 0.05 | 0.05 | 0.05 | 0.09 | 0.09 | 0.09 | 0.09 | 0.15 | 0.15 | 0.15 | 0.15 | 0.15 | 0.15 | 0.09 | 0.09 | 0.09 | 0.09 | 0.09 | 0.09 | 0.09 | 0.05 | 0.05
2015-09-27 | 0.05 | 0.05 | 0.05 | 0.05 | 0.05 | 0.09 | 0.09 | 0.09 | 0.09 | 0.15 | 0.15 | 0.15 | 0.15 | 0.15 | 0.15 | 0.09 | 0.09 | 0.09 | 0.09 | 0.09 | 0.09 | 0.09 | 0.05 | 0.05
2015-09-28 | 0.05 | 0.05 | 0.05 | 0.05 | 0.05 | 0.09 | 0.09 | 0.09 | 0.09 | 0.15 | 0.15 | 0.15 | 0.15 | 0.15 | 0.15 | 0.09 | 0.09 | 0.09 | 0.09 | 0.09 | 0.09 | 0.09 | 0.05 | 0.05
2015-09-29 | 0.05 | 0.05 | 0.05 | 0.05 | 0.05 | 0.09 | 0.09 | 0.09 | 0.09 | 0.15 | 0.15 | 0.15 | 0.15 | 0.15 | 0.15 | 0.09 | 0.09 | 0.09 | 0.09 | 0.09 | 0.09 | 0.09 | 0.05 | 0.05
2015-09-30 | 0.05 | 0.05 | 0.05 | 0.05 | 0.05 | 0.09 | 0.09 | 0.09 | 0.09 | 0.15 | 0.15 | 0.15 | 0.15 | 0.15 | 0.15 | 0.09 | 0.09 | 0.09 | 0.09 | 0.09 | 0.09 | 0.09 | 0.05 | 0.05
2015-10-01 | 0.05 | 0.05 | 0.05 | 0.05 | 0.05 | 0.09 | 0.09 | 0.09 | 0.09 | 0.15 | 0.15 | 0.15 | 0.15 | 0.15 | 0.15 | 0.09 | 0.09 | 0.09 | 0.09 | 0.09 | 0.09 | 0.09 | 0.05 | 0.05
2015-10-02 | 0.05 | 0.05 | 0.05 | 0.05 | 0.05 | 0.09 | 0.09 | 0.09 | 0.09 | 0.15 | 0.15 | 0.15 | 0.15 | 0.15 | 0.15 | 0.09 | 0.09 | 0.09 | 0.09 | 0.09 | 0.09 | 0.09 | 0.05 | 0.05
2015-10-03 | 0.05 | 0.05 | 0.05 | 0.05 | 0.05 | 0.09 | 0.09 | 0.09 | 0.09 | 0.15 | 0.15 | 0.15 | 0.15 | 0.15 | 0.15 | 0.09 | 0.09 | 0.09 | 0.09 | 0.09 | 0.09 | 0.09 | 0.05 | 0.05
2015-10-04 | 0.05 | 0.05 | 0.05 | 0.05 | 0.05 | 0.09 | 0.09 | 0.09 | 0.09 | 0.15 | 0.15 | 0.15 | 0.15 | 0.15 | 0.15 | 0.09 | 0.09 | 0.09 | 0.09 | 0.09 | 0.09 | 0.09 | 0.05 | 0.05
2015-10-05 | 0.05 | 0.05 | 0.05 | 0.05 | 0.05 | 0.09 | 0.09 | 0.09 | 0.09 | 0.15 | 0.15 | 0.15 | 0.15 | 0.15 | 0.15 | 0.09 | 0.09 | 0.09 | 0.09 | 0.09 | 0.09 | 0.09 | 0.05 | 0.05
2015-10-06 | 0.05 | 0.05 | 0.05 | 0.05 | 0.05 | 0.09 | 0.09 | 0.09 | 0.09 | 0.15 | 0.15 | 0.15 | 0.15 | 0.15 | 0.15 | 0.09 | 0.09 | 0.09 | 0.09 | 0.09 | 0.09 | 0.09 | 0.05 | 0.05
2015-10-07 | 0.05 | 0.05 | 0.05 | 0.05 | 0.05 | 0.09 | 0.09 | 0.09 | 0.09 | 0.15 | 0.15 | 0.15 | 0.15 | 0.15 | 0.15 | 0.09 | 0.09 | 0.09 | 0.09 | 0.09 | 0.09 | 0.09 | 0.05 | 0.05
2015-10-08 | 0.05 | 0.05 | 0.05 | 0.05 | 0.05 | 0.09 | 0.09 | 0.09 | 0.09 | 0.15 | 0.15 | 0.15 | 0.15 | 0.15 | 0.15 | 0.09 | 0.09 | 0.09 | 0.09 | 0.09 | 0.09 | 0.09 | 0.05 | 0.05
2015-10-09 | 0.05 | 0.05 | 0.05 | 0.05 | 0.05 | 0.09 | 0.09 | 0.09 | 0.09 | 0.15 | 0.15 | 0.15 | 0.15 | 0.15 | 0.15 | 0.09 | 0.09 | 0.09 | 0.09 | 0.09 | 0.09 | 0.09 | 0.05 | 0.05
2015-10-10 | 0.05 | 0.05 | 0.05 | 0.05 | 0.05 | 0.09 | 0.09 | 0.09 | 0.09 | 0.15 | 0.15 | 0.15 | 0.15 | 0.15 | 0.15 | 0.09 | 0.09 | 0.09 | 0.09 | 0.09 | 0.09 | 0.09 | 0.05 | 0.05
2015-10-11 | 0.05 | 0.05 | 0.05 | 0.05 | 0.05 | 0.09 | 0.09 | 0.09 | 0.09 | 0.15 | 0.15 | 0.15 | 0.15 | 0.15 | 0.15 | 0.09 | 0.09 | 0.09 | 0.09 | 0.09 | 0.09 | 0.09 | 0.05 | 0.05
2015-10-12 | 0.05 | 0.05 | 0.05 | 0.05 | 0.05 | 0.09 | 0.09 | 0.09 | 0.09 | 0.15 | 0.15 | 0.15 | 0.15 | 0.15 | 0.15 | 0.09 | 0.09 | 0.09 | 0.09 | 0.09 | 0.09 | 0.09 | 0.05 | 0.05
2015-10-13 | 0.05 | 0.05 | 0.05 | 0.05 | 0.05 | 0.09 | 0.09 | 0.09 | 0.09 | 0.15 | 0.15 | 0.15 | 0.15 | 0.15 | 0.15 | 0.09 | 0.09 | 0.09 | 0.09 | 0.09 | 0.09 | 0.09 | 0.05 | 0.05
2015-10-14 | 0.05 | 0.05 | 0.05 | 0.05 | 0.05 | 0.09 | 0.09 | 0.09 | 0.09 | 0.15 | 0.15 | 0.15 | 0.15 | 0.15 | 0.15 | 0.09 | 0.09 | 0.09 | 0.09 | 0.09 | 0.09 | 0.09 | 0.05 | 0.05
2015-10-15 | 0.05 | 0.05 | 0.05 | 0.05 | 0.05 | 0.09 | 0.09 | 0.09 | 0.09 | 0.15 | 0.15 | 0.15 | 0.15 | 0.15 | 0.15 | 0.09 | 0.09 | 0.09 | 0.09 | 0.09 | 0.09 | 0.09 | 0.05 | 0.05
2015-10-16 | 0.05 | 0.05 | 0.05 | 0.05 | 0.05 | 0.09 | 0.09 | 0.09 | 0.09 | 0.15 | 0.15 | 0.15 | 0.15 | 0.15 | 0.15 | 0.09 | 0.09 | 0.09 | 0.09 | 0.09 | 0.09 | 0.09 | 0.05 | 0.05
2015-10-17 | 0.05 | 0.05 | 0.05 | 0.05 | 0.05 | 0.09 | 0.09 | 0.09 | 0.09 | 0.15 | 0.15 | 0.15 | 0.15 | 0.15 | 0.15 | 0.09 | 0.09 | 0.09 | 0.09 | 0.09 | 0.09 | 0.09 | 0.05 | 0.05
2015-10-18 | 0.05 | 0.05 | 0.05 | 0.05 | 0.05 | 0.09 | 0.09 | 0.09 | 0.09 | 0.15 | 0.15 | 0.15 | 0.15 | 0.15 | 0.15 | 0.09 | 0.09 | 0.09 | 0.09 | 0.09 | 0.09 | 0.09 | 0.05 | 0.05
2015-10-19 | 0.05 | 0.05 | 0.05 | 0.05 | 0.05 | 0.09 | 0.09 | 0.09 | 0.09 | 0.15 | 0.15 | 0.15 | 0.15 | 0.15 | 0.15 | 0.09 | 0.09 | 0.09 | 0.09 | 0.09 | 0.09 | 0.09 | 0.05 | 0.05
2015-10-20 | 0.05 | 0.05 | 0.05 | 0.05 | 0.05 | 0.09 | 0.09 | 0.09 | 0.09 | 0.15 | 0.15 | 0.15 | 0.15 | 0.15 | 0.15 | 0.09 | 0.09 | 0.09 | 0.09 | 0.09 | 0.09 | 0.09 | 0.05 | 0.05
2015-10-21 | 0.05 | 0.05 | 0.05 | 0.05 | 0.05 | 0.09 | 0.09 | 0.09 | 0.09 | 0.15 | 0.15 | 0.15 | 0.15 | 0.15 | 0.15 | 0.09 | 0.09 | 0.09 | 0.09 | 0.09 | 0.09 | 0.09 | 0.05 | 0.05
2015-10-22 | 0.05 | 0.05 | 0.05 | 0.05 | 0.05 | 0.09 | 0.09 | 0.09 | 0.09 | 0.15 | 0.15 | 0.15 | 0.15 | 0.15 | 0.15 | 0.09 | 0.09 | 0.09 | 0.09 | 0.09 | 0.09 | 0.09 | 0.05 | 0.05
2015-10-23 | 0.05 | 0.05 | 0.05 | 0.05 | 0.05 | 0.09 | 0.09 | 0.09 | 0.09 | 0.15 | 0.15 | 0.15 | 0.15 | 0.15 | 0.15 | 0.09 | 0.09 | 0.09 | 0.09 | 0.09 | 0.09 | 0.09 | 0.05 | 0.05
2015-10-24 | 0.05 | 0.05 | 0.05 | 0.05 | 0.05 | 0.09 | 0.09 | 0.09 | 0.09 | 0.15 | 0.15 | 0.15 | 0.15 | 0.15 | 0.15 | 0.09 | 0.09 | 0.09 | 0.09 | 0.09 | 0.09 | 0.09 | 0.05 | 0.05
2015-10-25 | 0.05 | 0.05 | 0.05 | 0.05 | 0.05 | 0.09 | 0.09 | 0.09 | 0.09 | 0.15 | 0.15 | 0.15 | 0.15 | 0.15 | 0.15 | 0.09 | 0.09 | 0.09 | 0.09 | 0.09 | 0.09 | 0.09 | 0.05 | 0.05
2015-10-26 | 0.05 | 0.05 | 0.05 | 0.05 | 0.05 | 0.09 | 0.09 | 0.09 | 0.09 | 0.15 | 0.15 | 0.15 | 0.15 | 0.15 | 0.15 | 0.09 | 0.09 | 0.09 | 0.09 | 0.09 | 0.09 | 0.09 | 0.05 | 0.05
2015-10-27 | 0.05 | 0.05 | 0.05 | 0.05 | 0.05 | 0.09 | 0.09 | 0.09 | 0.09 | 0.15 | 0.15 | 0.15 | 0.15 | 0.15 | 0.15 | 0.09 | 0.09 | 0.09 | 0.09 | 0.09 | 0.09 | 0.09 | 0.05 | 0.05
2015-10-28 | 0.05 | 0.05 | 0.05 | 0.05 | 0.05 | 0.09 | 0.09 | 0.09 | 0.09 | 0.15 | 0.15 | 0.15 | 0.15 | 0.15 | 0.15 | 0.09 | 0.09 | 0.09 | 0.09 | 0.09 | 0.09 | 0.09 | 0.05 | 0.05
2015-10-29 | 0.05 | 0.05 | 0.05 | 0.05 | 0.05 | 0.09 | 0.09 | 0.09 | 0.09 | 0.15 | 0.15 | 0.15 | 0.15 | 0.15 | 0.15 | 0.09 | 0.09 | 0.09 | 0.09 | 0.09 | 0.09 | 0.09 | 0.05 | 0.05
2015-10-30 | 0.05 | 0.05 | 0.05 | 0.05 | 0.05 | 0.09 | 0.09 | 0.09 | 0.09 | 0.15 | 0.15 | 0.15 | 0.15 | 0.15 | 0.15 | 0.09 | 0.09 | 0.09 | 0.09 | 0.09 | 0.09 | 0.09 | 0.05 | 0.05
2015-10-31 | 0.05 | 0.05 | 0.05 | 0.05 | 0.05 | 0.09 | 0.09 | 0.09 | 0.09 | 0.15 | 0.15 | 0.15 | 0.15 | 0.15 | 0.15 | 0.09 | 0.09 | 0.09 | 0.09 | 0.09 | 0.09 | 0.09 | 0.05 | 0.05
2015-11-01 | 0.05 | 0.05 | 0.05 | 0.05 | 0.05 | 0.09 | 0.09 | 0.09 | 0.09 | 0.15 | 0.15 | 0.15 | 0.15 | 0.15 | 0.15 | 0.09 | 0.09 | 0.09 | 0.09 | 0.09 | 0.09 | 0.09 | 0.05 | 0.05
2015-11-02 | 0.05 | 0.05 | 0.05 | 0.05 | 0.05 | 0.09 | 0.09 | 0.09 | 0.09 | 0.15 | 0.15 | 0.15 | 0.15 | 0.15 | 0.15 | 0.09 | 0.09 | 0.09 | 0.09 | 0.09 | 0.09 | 0.09 | 0.05 | 0.05
2015-11-03 | 0.05 | 0.05 | 0.05 | 0.05 | 0.05 | 0.09 | 0.09 | 0.09 | 0.09 | 0.15 | 0.15 | 0.15 | 0.15 | 0.15 | 0.15 | 0.09 | 0.09 | 0.09 | 0.09 | 0.09 | 0.09 | 0.09 | 0.05 | 0.05
2015-11-04 | 0.05 | 0.05 | 0.05 | 0.05 | 0.05 | 0.09 | 0.09 | 0.09 | 0.09 | 0.15 | 0.15 | 0.15 | 0.15 | 0.15 | 0.15 | 0.09 | 0.09 | 0.09 | 0.09 | 0.09 | 0.09 | 0.09 | 0.05 | 0.05
2015-11-05 | 0.05 | 0.05 | 0.05 | 0.05 | 0.05 | 0.09 | 0.09 | 0.09 | 0.09 | 0.15 | 0.15 | 0.15 | 0.15 | 0.15 | 0.15 | 0.09 | 0.09 | 0.09 | 0.09 | 0.09 | 0.09 | 0.09 | 0.05 | 0.05
2015-11-06 | 0.05 | 0.05 | 0.05 | 0.05 | 0.05 | 0.09 | 0.09 | 0.09 | 0.09 | 0.15 | 0.15 | 0.15 | 0.15 | 0.15 | 0.15 | 0.09 | 0.09 | 0.09 | 0.09 | 0.09 | 0.09 | 0.09 | 0.05 | 0.05
2015-11-07 | 0.05 | 0.05 | 0.05 | 0.05 | 0.05 | 0.09 | 0.09 | 0.09 | 0.09 | 0.15 | 0.15 | 0.15 | 0.15 | 0.15 | 0.15 | 0.09 | 0.09 | 0.09 | 0.09 | 0.09 | 0.09 | 0.09 | 0.05 | 0.05
2015-11-08 | 0.05 | 0.05 | 0.05 | 0.05 | 0.05 | 0.09 | 0.09 | 0.09 | 0.09 | 0.15 | 0.15 | 0.15 | 0.15 | 0.15 | 0.15 | 0.09 | 0.09 | 0.09 | 0.09 | 0.09 | 0.09 | 0.09 | 0.05 | 0.05
2015-11-09 | 0.05 | 0.05 | 0.05 | 0.05 | 0.05 | 0.09 | 0.09 | 0.09 | 0.09 | 0.15 | 0.15 | 0.15 | 0.15 | 0.15 | 0.15 | 0.09 | 0.09 | 0.09 | 0.09 | 0.09 | 0.09 | 0.09 | 0.05 | 0.05
2015-11-10 | 0.05 | 0.05 | 0.05 | 0.05 | 0.05 | 0.09 | 0.09 | 0.09 | 0.09 | 0.15 | 0.15 | 0.15 | 0.15 | 0.15 | 0.15 | 0.09 | 0.09 | 0.09 | 0.09 | 0.09 | 0.09 | 0.09 | 0.05 | 0.05
2015-11-11 | 0.05 | 0.05 | 0.05 | 0.05 | 0.05 | 0.09 | 0.09 | 0.09 | 0.09 | 0.15 | 0.15 | 0.15 | 0.15 | 0.15 | 0.15 | 0.09 | 0.09 | 0.09 | 0.09 | 0.09 | 0.09 | 0.09 | 0.05 | 0.05
2015-11-12 | 0.05 | 0.05 | 0.05 | 0.05 | 0.05 | 0.09 | 0.09 | 0.09 | 0.09 | 0.15 | 0.15 | 0.15 | 0.15 | 0.15 | 0.15 | 0.09 | 0.09 | 0.09 | 0.09 | 0.09 | 0.09 | 0.09 | 0.05 | 0.05
2015-11-13 | 0.05 | 0.05 | 0.05 | 0.05 | 0.05 | 0.09 | 0.09 | 0.09 | 0.09 | 0.15 | 0.15 | 0.15 | 0.15 | 0.15 | 0.15 | 0.09 | 0.09 | 0.09 | 0.09 | 0.09 | 0.09 | 0.09 | 0.05 | 0.05
2015-11-14 | 0.05 | 0.05 | 0.05 | 0.05 | 0.05 | 0.09 | 0.09 | 0.09 | 0.09 | 0.15 | 0.15 | 0.15 | 0.15 | 0.15 | 0.15 | 0.09 | 0.09 | 0.09 | 0.09 | 0.09 | 0.09 | 0.09 | 0.05 | 0.05
2015-11-15 | 0.05 | 0.05 | 0.05 | 0.05 | 0.05 | 0.09 | 0.09 | 0.09 | 0.09 | 0.15 | 0.15 | 0.15 | 0.15 | 0.15 | 0.15 | 0.09 | 0.09 | 0.09 | 0.09 | 0.09 | 0.09 | 0.09 | 0.05 | 0.05
2015-11-16 | 0.05 | 0.05 | 0.05 | 0.05 | 0.05 | 0.09 | 0.09 | 0.09 | 0.09 | 0.15 | 0.15 | 0.15 | 0.15 | 0.15 | 0.15 | 0.09 | 0.09 | 0.09 | 0.09 | 0.09 | 0.09 | 0.09 | 0.05 | 0.05
2015-11-17 | 0.05 | 0.05 | 0.05 | 0.05 | 0.05 | 0.09 | 0.09 | 0.09 | 0.09 | 0.15 | 0.15 | 0.15 | 0.15 | 0.15 | 0.15 | 0.09 | 0.09 | 0.09 | 0.09 | 0.09 | 0.09 | 0.09 | 0.05 | 0.05
2015-11-18 | 0.05 | 0.05 | 0.05 | 0.05 | 0.05 | 0.09 | 0.09 | 0.09 | 0.09 | 0.15 | 0.15 | 0.15 | 0.15 | 0.15 | 0.15 | 0.09 | 0.09 | 0.09 | 0.09 | 0.09 | 0.09 | 0.09 | 0.05 | 0.05
2015-11-19 | 0.05 | 0.05 | 0.05 | 0.05 | 0.05 | 0.09 | 0.09 | 0.09 | 0.09 | 0.15 | 0.15 | 0.15 | 0.15 | 0.15 | 0.15 | 0.09 | 0.09 | 0.09 | 0.09 | 0.09 | 0.09 | 0.09 | 0.05 | 0.05
2015-11-20 | 0.05 | 0.05 | 0.05 | 0.05 | 0.05 | 0.09 | 0.09 | 0.09 | 0.09 | 0.15 | 0.15 | 0.15 | 0.15 | 0.15 | 0.15 | 0.09 | 0.09 | 0.09 | 0.09 | 0.09 | 0.09 | 0.09 | 0.05 | 0.05
2015-11-21 | 0.05 | 0.05 | 0.05 | 0.05 | 0.05 | 0.09 | 0.09 | 0.09 | 0.09 | 0.15 | 0.15 | 0.15 | 0.15 | 0.15 | 0.15 | 0.09 | 0.09 | 0.09 | 0.09 | 0.09 | 0.09 | 0.09 | 0.05 | 0.05
2015-11-22 | 0.05 | 0.05 | 0.05 | 0.05 | 0.05 | 0.09 | 0.09 | 0.09 | 0.09 | 0.15 | 0.15 | 0.15 | 0.15 | 0.15 | 0.15 | 0.09 | 0.09 | 0.09 | 0.09 | 0.09 | 0.09 | 0.09 | 0.05 | 0.05
2015-11-23 | 0.05 | 0.05 | 0.05 | 0.05 | 0.05 | 0.09 | 0.09 | 0.09 | 0.09 | 0.15 | 0.15 | 0.15 | 0.15 | 0.15 | 0.15 | 0.09 | 0.09 | 0.09 | 0.09 | 0.09 | 0.09 | 0.09 | 0.05 | 0.05
2015-11-24 | 0.05 | 0.05 | 0.05 | 0.05 | 0.05 | 0.09 | 0.09 | 0.09 | 0.09 | 0.15 | 0.15 | 0.15 | 0.15 | 0.15 | 0.15 | 0.09 | 0.09 | 0.09 | 0.09 | 0.09 | 0.09 | 0.09 | 0.05 | 0.05
2015-11-25 | 0.05 | 0.05 | 0.05 | 0.05 | 0.05 | 0.09 | 0.09 | 0.09 | 0.09 | 0.15 | 0.15 | 0.15 | 0.15 | 0.15 | 0.15 | 0.09 | 0.09 | 0.09 | 0.09 | 0.09 | 0.09 | 0.09 | 0.05 | 0.05
2015-11-26 | 0.05 | 0.05 | 0.05 | 0.05 | 0.05 | 0.09 | 0.09 | 0.09 | 0.09 | 0.15 | 0.15 | 0.15 | 0.15 | 0.15 | 0.15 | 0.09 | 0.09 | 0.09 | 0.09 | 0.09 | 0.09 | 0.09 | 0.05 | 0.05
2015-11-27 | 0.05 | 0.05 | 0.05 | 0.05 | 0.05 | 0.09 | 0.09 | 0.09 | 0.09 | 0.15 | 0.15 | 0.15 | 0.15 | 0.15 | 0.15 | 0.09 | 0.09 | 0.09 | 0.09 | 0.09 | 0.09 | 0.09 | 0.05 | 0.05
2015-11-28 | 0.05 | 0.05 | 0.05 | 0.05 | 0.05 | 0.09 | 0.09 | 0.09 | 0.09 | 0.15 | 0.15 | 0.15 | 0.15 | 0.15 | 0.15 | 0.09 | 0.09 | 0.09 | 0.09 | 0.09 | 0.09 | 0.09 | 0.05 | 0.05
2015-11-29 | 0.05 | 0.05 | 0.05 | 0.05 | 0.05 | 0.09 | 0.09 | 0.09 | 0.09 | 0.15 | 0.15 | 0.15 | 0.15 | 0.15 | 0.15 | 0.09 | 0.09 | 0.09 | 0.09 | 0.09 | 0.09 | 0.09 | 0.05 | 0.05
2015-11-30 | 0.05 | 0.05 | 0.05 | 0.05 | 0.05 | 0.09 | 0.09 | 0.09 | 0.09 | 0.15 | 0.15 | 0.15 | 0.15 | 0.15 | 0.15 | 0.09 | 0.09 | 0.09 | 0.09 | 0.09 | 0.09 | 0.09 | 0.05 | 0.05
2015-12-01 | 0.05 | 0.05 | 0.05 | 0.05 | 0.05 | 0.09 | 0.09 | 0.09 | 0.09 | 0.15 | 0.15 | 0.15 | 0.15 | 0.15 | 0.15 | 0.09 | 0.09 | 0.09 | 0.09 | 0.09 | 0.09 | 0.09 | 0.05 | 0.05
2015-12-02 | 0.05 | 0.05 | 0.05 | 0.05 | 0.05 | 0.09 | 0.09 | 0.09 | 0.09 | 0.15 | 0.15 | 0.15 | 0.15 | 0.15 | 0.15 | 0.09 | 0.09 | 0.09 | 0.09 | 0.09 | 0.09 | 0.09 | 0.05 | 0.05
2015-12-03 | 0.05 | 0.05 | 0.05 | 0.05 | 0.05 | 0.09 | 0.09 | 0.09 | 0.09 | 0.15 | 0.15 | 0.15 | 0.15 | 0.15 | 0.15 | 0.09 | 0.09 | 0.09 | 0.09 | 0.09 | 0.09 | 0.09 | 0.05 | 0.05
2015-12-04 | 0.05 | 0.05 | 0.05 | 0.05 | 0.05 | 0.09 | 0.09 | 0.09 | 0.09 | 0.15 | 0.15 | 0.15 | 0.15 | 0.15 | 0.15 | 0.09 | 0.09 | 0.09 | 0.09 | 0.09 | 0.09 | 0.09 | 0.05 | 0.05
2015-12-05 | 0.05 | 0.05 | 0.05 | 0.05 | 0.05 | 0.09 | 0.09 | 0.09 | 0.09 | 0.15 | 0.15 | 0.15 | 0.15 | 0.15 | 0.15 | 0.09 | 0.09 | 0.09 | 0.09 | 0.09 | 0.09 | 0.09 | 0.05 | 0.05
2015-12-06 | 0.05 | 0.05 | 0.05 | 0.05 | 0.05 | 0.09 | 0.09 | 0.09 | 0.09 | 0.15 | 0.15 | 0.15 | 0.15 | 0.15 | 0.15 | 0.09 | 0.09 | 0.09 | 0.09 | 0.09 | 0.09 | 0.09 | 0.05 | 0.05
2015-12-07 | 0.05 | 0.05 | 0.05 | 0.05 | 0.05 | 0.09 | 0.09 | 0.09 | 0.09 | 0.15 | 0.15 | 0.15 | 0.15 | 0.15 | 0.15 | 0.09 | 0.09 | 0.09 | 0.09 | 0.09 | 0.09 | 0.09 | 0.05 | 0.05
2015-12-08 | 0.05 | 0.05 | 0.05 | 0.05 | 0.05 | 0.09 | 0.09 | 0.09 | 0.09 | 0.15 | 0.15 | 0.15 | 0.15 | 0.15 | 0.15 | 0.09 | 0.09 | 0.09 | 0.09 | 0.09 | 0.09 | 0.09 | 0.05 | 0.05
2015-12-09 | 0.05 | 0.05 | 0.05 | 0.05 | 0.05 | 0.09 | 0.09 | 0.09 | 0.09 | 0.15 | 0.15 | 0.15 | 0.15 | 0.15 | 0.15 | 0.09 | 0.09 | 0.09 | 0.09 | 0.09 | 0.09 | 0.09 | 0.05 | 0.05
2015-12-10 | 0.05 | 0.05 | 0.05 | 0.05 | 0.05 | 0.09 | 0.09 | 0.09 | 0.09 | 0.15 | 0.15 | 0.15 | 0.15 | 0.15 | 0.15 | 0.09 | 0.09 | 0.09 | 0.09 | 0.09 | 0.09 | 0.09 | 0.05 | 0.05
2015-12-11 | 0.05 | 0.05 | 0.05 | 0.05 | 0.05 | 0.09 | 0.09 | 0.09 | 0.09 | 0.15 | 0.15 | 0.15 | 0.15 | 0.15 | 0.15 | 0.09 | 0.09 | 0.09 | 0.09 | 0.09 | 0.09 | 0.09 | 0.05 | 0.05
2015-12-12 | 0.05 | 0.05 | 0.05 | 0.05 | 0.05 | 0.09 | 0.09 | 0.09 | 0.09 | 0.15 | 0.15 | 0.15 | 0.15 | 0.15 | 0.15 | 0.09 | 0.09 | 0.09 | 0.09 | 0.09 | 0.09 | 0.09 | 0.05 | 0.05
2015-12-13 | 0.05 | 0.05 | 0.05 | 0.05 | 0.05 | 0.09 | 0.09 | 0.09 | 0.09 | 0.15 | 0.15 | 0.15 | 0.15 | 0.15 | 0.15 | 0.09 | 0.09 | 0.09 | 0.09 | 0.09 | 0.09 | 0.09 | 0.05 | 0.05
2015-12-14 | 0.05 | 0.05 | 0.05 | 0.05 | 0.05 | 0.09 | 0.09 | 0.09 | 0.09 | 0.15 | 0.15 | 0.15 | 0.15 | 0.15 | 0.15 | 0.09 | 0.09 | 0.09 | 0.09 | 0.09 | 0.09 | 0.09 | 0.05 | 0.05
2015-12-15 | 0.05 | 0.05 | 0.05 | 0.05 | 0.05 | 0.09 | 0.09 | 0.09 | 0.09 | 0.15 | 0.15 | 0.15 | 0.15 | 0.15 | 0.15 | 0.09 | 0.09 | 0.09 | 0.09 | 0.09 | 0.09 | 0.09 | 0.05 | 0.05
2015-12-16 | 0.05 | 0.05 | 0.05 | 0.05 | 0.05 | 0.09 | 0.09 | 0.09 | 0.09 | 0.15 | 0.15 | 0.15 | 0.15 | 0.15 | 0.15 | 0.09 | 0.09 | 0.09 | 0.09 | 0.09 | 0.09 | 0.09 | 0.05 | 0.05
2015-12-17 | 0.05 | 0.05 | 0.05 | 0.05 | 0.05 | 0.09 | 0.09 | 0.09 | 0.09 | 0.15 | 0.15 | 0.15 | 0.15 | 0.15 | 0.15 | 0.09 | 0.09 | 0.09 | 0.09 | 0.09 | 0.09 | 0.09 | 0.05 | 0.05
2015-12-18 | 0.05 | 0.05 | 0.05 | 0.05 | 0.05 | 0.09 | 0.09 | 0.09 | 0.09 | 0.15 | 0.15 | 0.15 | 0.15 | 0.15 | 0.15 | 0.09 | 0.09 | 0.09 | 0.09 | 0.09 | 0.09 | 0.09 | 0.05 | 0.05
2015-12-19 | 0.05 | 0.05 | 0.05 | 0.05 | 0.05 | 0.09 | 0.09 | 0.09 | 0.09 | 0.15 | 0.15 | 0.15 | 0.15 | 0.15 | 0.15 | 0.09 | 0.09 | 0.09 | 0.09 | 0.09 | 0.09 | 0.09 | 0.05 | 0.05
2015-12-20 | 0.05 | 0.05 | 0.05 | 0.05 | 0.05 | 0.09 | 0.09 | 0.09 | 0.09 | 0.15 | 0.15 | 0.15 | 0.15 | 0.15 | 0.15 | 0.09 | 0.09 | 0.09 | 0.09 | 0.09 | 0.09 | 0.09 | 0.05 | 0.05
2015-12-21 | 0.05 | 0.05 | 0.05 | 0.05 | 0.05 | 0.09 | 0.09 | 0.09 | 0.09 | 0.15 | 0.15 | 0.15 | 0.15 | 0.15 | 0.15 | 0.09 | 0.09 | 0.09 | 0.09 | 0.09 | 0.09 | 0.09 | 0.05 | 0.05
2015-12-22 | 0.05 | 0.05 | 0.05 | 0.05 | 0.05 | 0.09 | 0.09 | 0.09 | 0.09 | 0.15 | 0.15 | 0.15 | 0.15 | 0.15 | 0.15 | 0.09 | 0.09 | 0.09 | 0.09 | 0.09 | 0.09 | 0.09 | 0.05 | 0.05
2015-12-23 | 0.05 | 0.05 | 0.05 | 0.05 | 0.05 | 0.09 | 0.09 | 0.09 | 0.09 | 0.15 | 0.15 | 0.15 | 0.15 | 0.15 | 0.15 | 0.09 | 0.09 | 0.09 | 0.09 | 0.09 | 0.09 | 0.09 | 0.05 | 0.05
2015-12-24 | 0.05 | 0.05 | 0.05 | 0.05 | 0.05 | 0.09 | 0.09 | 0.09 | 0.09 | 0.15 | 0.15 | 0.15 | 0.15 | 0.15 | 0.15 | 0.09 | 0.09 | 0.09 | 0.09 | 0.09 | 0.09 | 0.09 | 0.05 | 0.05
2015-12-25 | 0.05 | 0.05 | 0.05 | 0.05 | 0.05 | 0.09 | 0.09 | 0.09 | 0.09 | 0.15 | 0.15 | 0.15 | 0.15 | 0.15 | 0.15 | 0.09 | 0.09 | 0.09 | 0.09 | 0.09 | 0.09 | 0.09 | 0.05 | 0.05
2015-12-26 | 0.05 | 0.05 | 0.05 | 0.05 | 0.05 | 0.09 | 0.09 | 0.09 | 0.09 | 0.15 | 0.15 | 0.15 | 0.15 | 0.15 | 0.15 | 0.09 | 0.09 | 0.09 | 0.09 | 0.09 | 0.09 | 0.09 | 0.05 | 0.05
2015-12-27 | 0.05 | 0.05 | 0.05 | 0.05 | 0.05 | 0.09 | 0.09 | 0.09 | 0.09 | 0.15 | 0.15 | 0.15 | 0.15 | 0.15 | 0.15 | 0.09 | 0.09 | 0.09 | 0.09 | 0.09 | 0.09 | 0.09 | 0.05 | 0.05
2015-12-28 | 0.05 | 0.05 | 0.05 | 0.05 | 0.05 | 0.09 | 0.09 | 0.09 | 0.09 | 0.15 | 0.15 | 0.15 | 0.15 | 0.15 | 0.15 | 0.09 | 0.09 | 0.09 | 0.09 | 0.09 | 0.09 | 0.09 | 0.05 | 0.05
2015-12-29 | 0.05 | 0.05 | 0.05 | 0.05 | 0.05 | 0.09 | 0.09 | 0.09 | 0.09 | 0.15 | 0.15 | 0.15 | 0.15 | 0.15 | 0.15 | 0.09 | 0.09 | 0.09 | 0.09 | 0.09 | 0.09 | 0.09 | 0.05 | 0.05
2015-12-30 | 0.05 | 0.05 | 0.05 | 0.05 | 0.05 | 0.09 | 0.09 | 0.09 | 0.09 | 0.15 | 0.15 | 0.15 | 0.15 | 0.15 | 0.15 | 0.09 | 0.09 | 0.09 | 0.09 | 0.09 | 0.09 | 0.09 | 0.05 | 0.05
2015-12-31 | 0.05 | 0.05 | 0.05 | 0.05 | 0.05 | 0.09 | 0.09 | 0.09 | 0.09 | 0.15 | 0.15 | 0.15 | 0.15 | 0.15 | 0.15 | 0.09 | 0.09 | 0.09 | 0.09 | 0.09 | 0.09 | 0.09 | 0.05 | 0.05

## FR Incentive ($ per kW)
Hour Ending | 1 | 2 | 3 | 4 | 5 | 6 | 7 | 8 | 9 | 10 | 11 | 12 | 13 | 14 | 15 | 16 | 17 | 18 | 19 | 20 | 21 | 22 | 23 | 24
Date
2015-01-01 | 0.0097995 | 0.0078583 | 0.003861 | 0.0035867 | 0.0033304 | 0.011582 | 0.0093397 | 0.0089523 | 0.008752 | 0.01008 | 0.0089262 | 0.011199 | 0.00939 | 0.010556 | 0.017592 | 0.017236 | 0.006364 | 0.0035607 | 0.0044587 | 0.0050361 | 0.011927 | 0.008127 | 0.0089092 | 0.0066775
2015-01-02 | 0.00544 | 0.0087753 | 0.006298 | 0.0060179 | 0.0078367 | 0.010722 | 0.0039582 | 0.000476 | 0.0004928 | 0.0004872 | 0.0079551 | 0.013761 | 0.013627 | 0.0061541 | 0.011389 | 0.010627 | 0.0052256 | 0.0016269 | 0.0046405 | 0.0006424 | 0.0086239 | 0.014392 | 0.022098 | 0.026911
2015-01-03 | 0.003281 | 0.0014532 | 0.0010285 | 0.0021328 | 0.0026166 | 0.017532 | 0.027178 | 0.023645 | 0.0088255 | 0.013858 | 0.016845 | 0.0213 | 0.018866 | 0.019599 | 0.018433 | 0.016184 | 0.022393 | 0.016959 | 0.004482 | 0.013429 | 0.01231 | 0.019229 | 0.020249 | 0.022867
2015-01-04 | 0.010231 | 0.012203 | 0.018257 | 0.0043332 | 0.016573 | 0.0084972 | 0.01495 | 0.019702 | 0.018121 | 0.033183 | 0.016219 | 0.028424 | 0.027467 | 0.028577 | 0.015473 | 0.025945 | 0.019216 | 0.004999 | 0.0039126 | 0.0051912 | 0.025522 | 0.026406 | 0.02788 | 0.024085
2015-01-05 | 0.033081 | 0.014536 | 0.0079304 | 0.0035255 | 0.0088438 | 0.015344 | 0.018832 | 0.0018182 | 0.0023629 | 0.0088863 | 0.0078515 | 0.014665 | 0.016104 | 0.013587 | 0.016201 | 0.022954 | 0.0051313 | 0.013372 | 0.006378 | 0.0089475 | 0.012241 | 0.021577 | 0.023791 | 0.017771
2015-01-06 | 0.012301 | 0.015114 | 0.01634 | 0.020435 | 0.021075 | 0.04756 | 0.093655 | 0.02977 | 0.014081 | 0.02363 | 0.04529 | 0.15849 | 0.034276 | 0.03387 | 0.024627 | 0.018152 | 0.010515 | 0.10181 | 0.021085 | 0.067912 | 0.01701 | 0.05611 | 0.027595 | 0.027399
2015-01-07 | 0.021772 | 0.092841 | 0.019227 | 0.020836 | 0.15221 | 0.18559 | 0.019277 | 0.022337 | 0.026704 | 0.039598 | 0.042032 | 0.032774 | 0.067016 | 0.061037 | 0.033219 | 0.076745 | 0.15421 | 0.23832 | 0.17744 | 0.14317 | 0.06795 | 0.23373 | 0.14683 | 0.12075
2015-01-08 | 0.039372 | 0.059183 | 0.048866 | 0.078828 | 0.12169 | 0.21698 | 0.12535 | 0.26156 | 0.23223 | 0.1094 | 0.11011 | 0.091288 | 0.15408 | 0.13845 | 0.12378 | 0.059437 | 0.08798 | 0.047073 | 0.020718 | 0.017382 | 0.030551 | 0.059292 | 0.094569 | 0.13275
2015-01-09 | 0.036055 | 0.14992 | 0.0091154 | 0.012765 | 0.0096559 | 0.02373 | 0.02089 | 0.0062385 | 0.0089658 | 0.021811 | 0.02895 | 0.020161 | 0.016576 | 0.014416 | 0.018697 | 0.020178 | 0.018236 | 0.017071 | 0.025521 | 0.027214 | 0.048417 | 0.038153 | 0.021945 | 0.022182
2015-01-10 | 0.014715 | 0.01885 | 0.0004785 | 0.0004002 | 7.83e-05 | 0.0078553 | 0.0077077 | 0.0006552 | 0.016121 | 0.010916 | 0.0094101 | 0.0092135 | 0.0090351 | 0.0092851 | 0.0090343 | 0.0091577 | 0.01198 | 0.016861 | 0.0028493 | 0.022865 | 0.028143 | 0.018279 | 0.021096 | 0.018512
2015-01-11 | 0.033824 | 0.02806 | 0.026016 | 0.05855 | 0.014898 | 0.025428 | 0.031885 | 0.0082093 | 0.0091673 | 0.02017 | 0.0073204 | 0.011734 | 0.013266 | 0.011192 | 0.019981 | 0.0154 | 0.013848 | 0.0053418 | 0.0024805 | 0.0019135 | 0.0055071 | 0.022473 | 0.021246 | 0.020241
2015-01-12 | 0.023711 | 0.018518 | 0.03239 | 0.031411 | 0.019691 | 0.034513 | 0.035832 | 0.053178 | 0.010243 | 0.017148 | 0.013835 | 0.034778 | 0.033441 | 0.02391 | 0.030192 | 0.023446 | 0.029004 | 0.016501 | 0.012051 | 0.0072726 | 0.035168 | 0.023464 | 0.036786 | 0.038471
2015-01-13 | 0.010743 | 0.021052 | 0.031321 | 0.016287 | 0.013323 | 0.03175 | 0.034807 | 0.035743 | 0.042917 | 0.031383 | 0.033663 | 0.02591 | 0.014308 | 0.035686 | 0.026945 | 0.022497 | 0.071738 | 0.082939 | 0.044769 | 0.0091554 | 0.0084588 | 0.02892 | 0.028728 | 0.037141
2015-01-14 | 0.02298 | 0.01933 | 0.015865 | 0.01952 | 0.021891 | 0.033942 | 0.19329 | 0.052443 | 0.021347 | 0.074339 | 0.25027 | 0.11666 | 0.027752 | 0.0084475 | 0.015987 | 0.019625 | 0.035887 | 0.030605 | 0.065459 | 0.017448 | 0.0092658 | 0.1221 | 0.025602 | 0.014381
2015-01-15 | 0.015138 | 0.017156 | 0.019115 | 0.0098255 | 0.014475 | 0.035024 | 0.024999 | 0.03482 | 0.019623 | 0.021712 | 0.018457 | 0.017123 | 0.024041 | 0.014749 | 0.012856 | 0.013511 | 0.0083265 | 0.015072 | 0.010508 | 0.010775 | 0.02297 | 0.023723 | 0.010809 | 0.012062
2015-01-16 | 0.016507 | 0.018265 | 0.019475 | 0.014204 | 0.030456 | 0.028111 | 0.021073 | 0.043772 | 0.0066564 | 0.013691 | 0.018769 | 0.021068 | 0.020917 | 0.014622 | 0.0129 | 0.014747 | 0.010659 | 0.0063915 | 0.0051727 | 0.0049434 | 0.019353 | 0.01535 | 0.022155 | 0.013704
2015-01-17 | 0.028765 | 0.03025 | 0.041472 | 0.035844 | 0.031542 | 0.043679 | 0.052891 | 0.044956 | 0.0058207 | 0.011082 | 0.032381 | 0.016492 | 0.014147 | 0.026842 | 0.028023 | 0.023209 | 0.032582 | 0.022665 | 0.028643 | 0.019393 | 0.03 | 0.028008 | 0.026609 | 0.0276
2015-01-18 | 0.023657 | 0.029276 | 0.02295 | 0.027292 | 0.026509 | 0.025595 | 0.02261 | 0.010097 | 0.017862 | 0.0096742 | 0.007859 | 0.012839 | 0.022726 | 0.022122 | 0.020553 | 0.030442 | 0.026389 | 0.019538 | 0.014797 | 0.0050462 | 0.018429 | 0.020122 | 0.023858 | 0.029498
2015-01-19 | 0.014358 | 0.0132 | 0.011172 | 0.016359 | 0.017989 | 0.027115 | 0.017041 | 0.016445 | 0.0037496 | 0.014835 | 0.0048544 | 0.0080953 | 0.010508 | 0.0078107 | 0.014337 | 0.018614 | 0.019405 | 0.042834 | 0.005456 | 0.0041735 | 0.0009944 | 0.014398 | 0.01566 | 0.014332
2015-01-20 | 0.0077973 | 0.0076608 | 0.0077775 | 0.0095976 | 0.043319 | 0.0224 | 0.057018 | 0.099192 | 0.025277 | 0.011057 | 0.017234 | 0.01677 | 0.017212 | 0.015745 | 0.014459 | 0.019957 | 0.01612 | 0.0076244 | 0.0069361 | 0.0049937 | 0.017194 | 0.018874 | 0.022419 | 0.020749
2015-01-21 | 0.005746 | 0 | 0 | 0 | 4.4e-05 | 0.012888 | 0.0043654 | 0.0040018 | 0.0062122 | 0.0072041 | 0.016451 | 0.015614 | 0.017613 | 0.015449 | 0.012508 | 0.0099844 | 0.01318 | 0.012865 | 0.006868 | 0.01407 | 0.019738 | 0.025208 | 0.016976 | 0.014974
2015-01-22 | 0.017955 | 0.012657 | 0.016345 | 0.0094052 | 0.017456 | 0.021207 | 0.011288 | 0.070668 | 0.0091755 | 0.0083215 | 0.02226 | 0.018176 | 0.01583 | 0.015888 | 0.015343 | 0.017964 | 0.014237 | 0.085272 | 0.024483 | 0.022398 | 0.018344 | 0.014472 | 0.023416 | 0.018387
2015-01-23 | 0.011885 | 0.01634 | 0.018411 | 0.0091394 | 0.0067952 | 0.018661 | 0.036662 | 0.0051401 | 0.005154 | 0.0082282 | 0.0093427 | 0.017051 | 0.014103 | 0.0091305 | 0.008918 | 0.0084494 | 0.009675 | 0.013079 | 0.0042744 | 0.01803 | 0.014624 | 0.011515 | 0.018875 | 0.014408
2015-01-24 | 0.023258 | 0.024488 | 0.022606 | 0.025297 | 0.010602 | 0.01885 | 0.024814 | 0.029868 | 0.021099 | 0.037272 | 0.032845 | 0.013836 | 0.0093316 | 0.016013 | 0.010295 | 0.013772 | 0.018054 | 0.020238 | 0.02599 | 0.024754 | 0.019406 | 0.02192 | 0.021821 | 0.017512
2015-01-25 | 0.029196 | 0.021983 | 0.018868 | 0.021391 | 0.02613 | 0.028337 | 0.034294 | 0.024194 | 0.017453 | 0.022323 | 0.017952 | 0.021701 | 0.017504 | 0.018416 | 0.021701 | 0.025948 | 0.025054 | 0.020753 | 0.012833 | 0.021539 | 0.014646 | 0.018406 | 0.02392 | 0.021314
2015-01-26 | 0.020526 | 0.012519 | 0.012666 | 0.020049 | 0.022714 | 0.034364 | 0.011093 | 0.014813 | 0.023075 | 0.041604 | 0.047849 | 0.039558 | 0.065858 | 0.065617 | 0.023148 | 0.035435 | 0.025843 | 0.088743 | 0.013976 | 0.023315 | 0.032043 | 0.04103 | 0.025003 | 0.020843
2015-01-27 | 0.018752 | 0.027244 | 0.0094356 | 0.0065458 | 0.012889 | 0.010403 | 0.013143 | 0.0038452 | 0.0023035 | 0.0028248 | 0.001341 | 0.0038016 | 0.0096448 | 0.0080198 | 0.011316 | 0.0095752 | 0.0027368 | 0.053266 | 0.008991 | 0.0009744 | 0.053366 | 0.0035867 | 0.015306 | 0.016043
2015-01-28 | 0.019539 | 0.0057571 | 0.012844 | 0.014734 | 0.018274 | 0.031307 | 0.070058 | 0.085898 | 0.022265 | 0.005535 | 0.0087299 | 0.016737 | 0.012862 | 0.012414 | 0.010032 | 0.0097012 | 0.011132 | 0.032932 | 0.023607 | 0.0085054 | 0.0049033 | 0.016401 | 0.02148 | 0.010779
2015-01-29 | 0.015861 | 0.013042 | 0.015834 | 0.016728 | 0.018167 | 0.022191 | 0.092946 | 0.07242 | 0.017624 | 0.011086 | 0.0090547 | 0.03297 | 0.010183 | 0.012307 | 0.016038 | 0.020029 | 0.01411 | 0.036487 | 0.0086261 | 0.007111 | 0.011498 | 0.021734 | 0.020804 | 0.031893
2015-01-30 | 0.025618 | 0.017609 | 0.010145 | 0.016191 | 0.01936 | 0.011085 | 0.01845 | 0.016399 | 0.0072732 | 0.0089956 | 0.049591 | 0.042989 | 0.02132 | 0.062347 | 0.015363 | 0.011938 | 0.023162 | 0.02622 | 0.034313 | 0.097486 | 0.049434 | 0.047453 | 0.040795 | 0.023025
2015-01-31 | 0.02407 | 0.02656 | 0.019505 | 0.023265 | 0.025396 | 0.035521 | 0.063122 | 0.048016 | 0.021328 | 0.063684 | 0.017652 | 0.027702 | 0.033566 | 0.017989 | 0.014747 | 0.014337 | 0.014454 | 0.067165 | 0.01202 | 0.015395 | 0.024161 | 0.023808 | 0.025614 | 0.021704
2015-02-01 | 0.029663 | 0.035797 | 0.046205 | 0.022645 | 0.021388 | 0.033294 | 0.042398 | 0.04281 | 0.078455 | 0.023258 | 0.06075 | 0.023713 | 0.027858 | 0.026285 | 0.03518 | 0.027109 | 0.031085 | 0.038399 | 0.025681 | 0.022901 | 0.024637 | 0.030174 | 0.027644 | 0.027186
2015-02-02 | 0.029964 | 0.02473 | 0.017845 | 0.0175 | 0.012796 | 0.026725 | 0.019655 | 0.013563 | 0.014921 | 0.012987 | 0.0063696 | 0.029627 | 0.024517 | 0.039496 | 0.02918 | 0.021305 | 0.023276 | 0.090746 | 0.13097 | 0.05766 | 0.080533 | 0.070672 | 0.028333 | 0.032344
2015-02-03 | 0.019209 | 0.014361 | 0.015259 | 0.01997 | 0.023534 | 0.030209 | 0.021987 | 0.018695 | 0.015077 | 0.0071184 | 0.021064 | 0.017907 | 0.019016 | 0.016185 | 0.023997 | 0.017838 | 0.014019 | 0.018071 | 0.018953 | 0.020135 | 0.05933 | 0.031225 | 0.022567 | 0.026052
2015-02-04 | 0.015285 | 0.018603 | 0.014165 | 0.01102 | 0.019228 | 0.018154 | 0.02595 | 0.089254 | 0.017739 | 0.02285 | 0.017868 | 0.069471 | 0.04775 | 0.023888 | 0.026526 | 0.024426 | 0.023809 | 0.04014 | 0.024837 | 0.0196 | 0.022307 | 0.021607 | 0.022179 | 0.020624
2015-02-05 | 0.08676 | 0.087753 | 0.07102 | 0.025386 | 0.035466 | 0.032131 | 0.080548 | 0.001722 | 0.0099163 | 0.01109 | 0.011249 | 0.014887 | 0.024303 | 0.053191 | 0.029724 | 0.020867 | 0.027282 | 0.10184 | 0.072653 | 0.056098 | 0.013901 | 0.040547 | 0.04878 | 0.030092
2015-02-06 | 0.016662 | 0.016837 | 0.021327 | 0.023086 | 0.019763 | 0.021469 | 0.19688 | 0.18476 | 0.028846 | 0.0098243 | 0.010406 | 0.028457 | 0.021814 | 0.023144 | 0.019824 | 0.018482 | 0.012667 | 0.0086909 | 0.0177 | 0.021168 | 0.019254 | 0.022284 | 0.023112 | 0.027788
2015-02-07 | 0.018016 | 0.018945 | 0.015893 | 0.0087843 | 0.010737 | 0.033927 | 0.025528 | 0.024961 | 0.021973 | 0.25247 | 0.23895 | 0.049962 | 0.025352 | 0.018682 | 0.10523 | 0.025117 | 0.025331 | 0.019673 | 0.02405 | 0.021706 | 0.017622 | 0.019056 | 0.013744 | 0.052726
2015-02-08 | 0.011084 | 0.015829 | 0.012991 | 0.011657 | 0.0069229 | 0.010571 | 0.015117 | 0.017775 | 0.017135 | 0.016668 | 0.053522 | 0.037425 | 0.013357 | 0.025441 | 0.024181 | 0.026409 | 0.066323 | 0.018138 | 0.015415 | 0.0088144 | 0.020826 | 0.024986 | 0.012073 | 0.016019
2015-02-09 | 0.0091476 | 0.0090699 | 0.0064115 | 0.0046997 | 0.010651 | 0.025011 | 0.032414 | 0.040364 | 0.021576 | 0.03904 | 0.11213 | 0.074015 | 0.069112 | 0.045785 | 0.02217 | 0.045068 | 0.046427 | 0.035565 | 0.050909 | 0.024022 | 0.10453 | 0.065267 | 0.044221 | 0.032258
2015-02-10 | 0.014224 | 0.035718 | 0.030083 | 0.025788 | 0.029878 | 0.035901 | 0.064792 | 0.051235 | 0.045422 | 0.054535 | 0.076866 | 0.045651 | 0.066419 | 0.046464 | 0.036735 | 0.027702 | 0.020841 | 0.036527 | 0.028911 | 0.028397 | 0.034943 | 0.044645 | 0.049733 | 0.030957
2015-02-11 | 0.0066483 | 0.015067 | 0.026056 | 0.018758 | 0.023948 | 0.030944 | 0.087456 | 0.024315 | 0.021504 | 0.039683 | 0.026696 | 0.043984 | 0.032456 | 0.037788 | 0.025807 | 0.033028 | 0.095984 | 0.017106 | 0.031813 | 0.028035 | 0.022969 | 0.027604 | 0.027597 | 0.025038
2015-02-12 | 0.030653 | 0.042324 | 0.014608 | 0.0083162 | 0.010354 | 0.024711 | 0.00258 | 0.0072955 | 0.0055919 | 0.035853 | 0.023399 | 0.010214 | 0.031245 | 0.027627 | 0.035724 | 0.02724 | 0.022725 | 0.036481 | 0.12909 | 0.01099 | 0.017024 | 0.030487 | 0.042719 | 0.024544
2015-02-13 | 0.034471 | 0.043647 | 0.037158 | 0.049904 | 0.059503 | 0.13861 | 0.29549 | 0.21666 | 0.037763 | 0.039795 | 0.048903 | 0.081086 | 0.045584 | 0.070536 | 0.030033 | 0.023906 | 0.027498 | 0.042386 | 0.14496 | 0.010998 | 0.028871 | 0.029326 | 0.040434 | 0.027489
2015-02-14 | 0.041892 | 0.020481 | 0.012533 | 0.01552 | 0.01698 | 0.0093998 | 0.0089083 | 0.020155 | 0.049442 | 0.21034 | 0.1017 | 0.053149 | 0.020326 | 0.022055 | 0.018129 | 0.014475 | 0.018755 | 0.028777 | 0.020795 | 0.005134 | 0.0083066 | 0.02236 | 0.034179 | 0.04569
2015-02-15 | 0.011927 | 0.028026 | 0.050033 | 0.041631 | 0.1358 | 0.1181 | 0.20035 | 0.11676 | 0.10569 | 0.16604 | 0.14541 | 0.10529 | 0.071959 | 0.12505 | 0.084654 | 0.076682 | 0.035663 | 0.04609 | 0.10194 | 0.077151 | 0.089609 | 0.24864 | 0.11132 | 0.06935
2015-02-16 | 0.13032 | 0.088234 | 0.17348 | 0.047699 | 0.11752 | 0.19634 | 0.18441 | 0.15423 | 0.10659 | 0.40519 | 0.3966 | 0.28721 | 0.28588 | 0.23898 | 0.19709 | 0.083798 | 0.065223 | 0.29739 | 0.36364 | 0.10976 | 0.044509 | 0.22029 | 0.11832 | 0.12052
2015-02-17 | 0.084041 | 0.17168 | 0.075581 | 0.055153 | 0.027681 | 0.063677 | 0.093369 | 0.00393 | 0.024183 | 0.087614 | 0.06269 | 0.070257 | 0.097026 | 0.087752 | 0.070861 | 0.059772 | 0.058826 | 0.14295 | 0.074249 | 0.11153 | 0.051194 | 0.046617 | 0.038674 | 0.055055
2015-02-18 | 0.035421 | 0.044993 | 0.068503 | 0.043424 | 0.073057 | 0.16878 | 0.35222 | 0.31825 | 0.079605 | 0.099406 | 0.11995 | 0.041449 | 0.035834 | 0.029865 | 0.029745 | 0.03689 | 0.026611 | 0.088432 | 0.072913 | 0.078231 | 0.12903 | 0.074805 | 0.03634 | 0.060084
2015-02-19 | 0.029755 | 0.087873 | 0.031927 | 0.027215 | 0.024426 | 0.11723 | 0.17666 | 0.19354 | 0.003432 | 0.21329 | 0.34449 | 0.34095 | 0.1488 | 0.40331 | 0.14485 | 0.068552 | 0.096473 | 0.012125 | 0.087349 | 0.15029 | 0.17637 | 0.27994 | 0.19288 | 0.16969
2015-02-20 | 0.15238 | 0.05657 | 0.15845 | 0.13264 | 0.13144 | 0.15648 | 0.466 | 0.36283 | 0.27122 | 0.093334 | 0.039376 | 0.1821 | 0.12414 | 0.20489 | 0.11128 | 0.099896 | 0.092221 | 0.091904 | 0.086601 | 0.14051 | 0.44112 | 0.23714 | 0.16873 | 0.19763
2015-02-21 | 0.19948 | 0.1844 | 0.11103 | 0.10985 | 0.22202 | 0.20966 | 0.15079 | 0.27331 | 0.11792 | 0.21585 | 0.11258 | 0.22911 | 0.21958 | 0.53528 | 0.15704 | 0.27881 | 0.25474 | 0.34208 | 0.40636 | 0.10252 | 0.15006 | 0.11066 | 0.11036 | 0.10012
2015-02-22 | 0.037241 | 0.024929 | 0.021652 | 0.014503 | 0.025931 | 0.063094 | 0.015521 | 0.02232 | 0.052298 | 0.035402 | 0.016537 | 0.023384 | 0.047236 | 0.027269 | 0.020884 | 0.021296 | 0.031304 | 0.060367 | 0.087234 | 0.016482 | 0.012865 | 0.02671 | 0.035401 | 0.029779
2015-02-23 | 0.023388 | 0.019674 | 0.027783 | 0.034398 | 0.030917 | 0.028662 | 0.13335 | 0.069857 | 0.096501 | 0.085033 | 0.087561 | 0.10288 | 0.09659 | 0.074125 | 0.051654 | 0.091212 | 0.10277 | 0.069675 | 0.028573 | 0.024682 | 0.041267 | 0.12124 | 0.075071 | 0.14252
2015-02-24 | 0.072349 | 0.080651 | 0.056256 | 0.10513 | 0.15243 | 0.17697 | 0.17987 | 0.068032 | 0.0095533 | 0.053384 | 0.06781 | 0.076633 | 0.034825 | 0.035064 | 0.041723 | 0.051667 | 0.19137 | 0.029704 | 0.056284 | 0.045162 | 0.081462 | 0.08843 | 0.033795 | 0.061189
2015-02-25 | 0.042672 | 0.10834 | 0.019041 | 0.11615 | 0.02716 | 0.15124 | 0.03615 | 0.082022 | 0.066508 | 0.06337 | 0.058303 | 0.068416 | 0.063657 | 0.042216 | 0.037549 | 0.036753 | 0.044794 | 0.06427 | 0.11842 | 0.043442 | 0.014211 | 0.065828 | 0.068761 | 0.035649
2015-02-26 | 0.017032 | 0.0095228 | 0.005874 | 0.020996 | 0.016005 | 0.022185 | 0.047195 | 0.0019528 | 0.030716 | 0.037393 | 0.072074 | 0.05711 | 0.081215 | 0.067346 | 0.042197 | 0.058285 | 0.03506 | 0.12206 | 0.076787 | 0.11814 | 0.074245 | 0.14194 | 0.16866 | 0.049059
2015-02-27 | 0.031598 | 0.039397 | 0.057942 | 0.028927 | 0.028906 | 0.033995 | 0.067676 | 0.0044096 | 0.0043796 | 0.0046938 | 0.03463 | 0.031172 | 0.037127 | 0.031366 | 0.042386 | 0.035704 | 0.037435 | 0.060249 | 0.032854 | 0.01116 | 0.080241 | 0.027886 | 0.11192 | 0.11161
2015-02-28 | 0.09064 | 0.0004895 | 0.000459 | 8.8e-06 | 7.92e-05 | 0.050186 | 0.098173 | 0.055655 | 0.055564 | 0.030573 | 0.011392 | 0.021433 | 0.03458 | 0.050552 | 0.024253 | 0.020415 | 0.022553 | 0.023813 | 0.020296 | 0.011739 | 0.017142 | 0.043367 | 0.037478 | 0.090954
2015-03-01 | 0.040553 | 0.065919 | 0.055064 | 0.039194 | 0.044247 | 0.053313 | 0.08091 | 0.043839 | 0.037622 | 0.10047 | 0.13316 | 0.21925 | 0.063179 | 0.043873 | 0.038685 | 0.089267 | 0.28244 | 0.084724 | 0.07446 | 0.05667 | 0.026021 | 0.051283 | 0.049152 | 0.022931
2015-03-02 | 0.018039 | 0.013499 | 0.012863 | 0.015664 | 0.02532 | 0.022599 | 0.079182 | 0.01636 | 0.086882 | 0.035972 | 0.027915 | 0.068426 | 0.025029 | 0.0444 | 0.018603 | 0.066769 | 0.047775 | 0.013834 | 0.065246 | 0.094616 | 0.023177 | 0.058057 | 0.042458 | 0.021632
2015-03-03 | 0.037185 | 0.017823 | 0.016641 | 0.019827 | 0.017275 | 0.021722 | 0.078854 | 0.056675 | 0.048043 | 0.036861 | 0.067031 | 0.04493 | 0.071295 | 0.077336 | 0.16464 | 0.031432 | 0.074136 | 0.07392 | 0.092363 | 0.040482 | 0.085001 | 0.032323 | 0.046833 | 0.031131
2015-03-04 | 0.016395 | 0.014586 | 0.014067 | 0.014969 | 0.012867 | 0.022148 | 0.024978 | 0.057412 | 0.057588 | 0.083705 | 0.027241 | 0.034229 | 0.026668 | 0.038156 | 0.03342 | 0.083688 | 0.10723 | 0.030419 | 0.13839 | 0.049195 | 0.016396 | 0.024209 | 0.041179 | 0.018958
2015-03-05 | 0.017615 | 0.018187 | 0.014651 | 0.014511 | 0.011749 | 0.029137 | 0.0053505 | 0.0056028 | 0.059959 | 0.0644 | 0.059796 | 0.073836 | 0.2444 | 0.18075 | 0.065062 | 0.17944 | 0.079979 | 0.019511 | 0.21094 | 0.18073 | 0.094289 | 0.14411 | 0.15877 | 0.04693
2015-03-06 | 0.023588 | 0.26709 | 0.051978 | 0.32652 | 0.02693 | 0.049476 | 0.087511 | 0.26575 | 0.05912 | 0.046375 | 0.12671 | 0.19612 | 0.3281 | 0.07019 | 0.11387 | 0.02759 | 0.049978 | 0.022953 | 0.23873 | 0.15061 | 0.06616 | 0.19145 | 0.082738 | 0.057876
2015-03-07 | 0.068682 | 0.20073 | 0.15409 | 0.27897 | 0.49898 | 0.36589 | 0.24214 | 0.11793 | 0.081331 | 0.05586 | 0.10151 | 0.045495 | 0.032153 | 0.031656 | 0.031738 | 0.028704 | 0.035242 | 0.038317 | 0.038959 | 0.024508 | 0.046081 | 0.030735 | 0.030055 | 0.027769
2015-03-08 | 0.010419 | 0.02037 | 0.018699 | 0.022897 | 0.029678 | 0.033724 | 0.0216 | 0.02648 | 0.01991 | 0.022325 | 0.031187 | 0.030295 | 0.021718 | 0.029768 | 0.025739 | 0.029787 | 0.020884 | 0.02086 | 0.091345 | 0.04452 | 0.033526 | 0.027663 | 0.025307 | 0.0093939
2015-03-09 | 0.016103 | 0.020836 | 0.015634 | 0.016661 | 0.026929 | 0.067005 | 0.09247 | 0.0147 | 0.024648 | 0.0049104 | 0.024463 | 0.030696 | 0.027768 | 0.036324 | 0.02194 | 0.021109 | 0.010921 | 0.010285 | 0.021988 | 0.013438 | 0.018974 | 0.01742 | 0.030027 | 0.020113
2015-03-10 | 0.018809 | 0.018218 | 0.011975 | 0.021627 | 0.026032 | 0.053309 | 0.016045 | 0.0036279 | 0.0037626 | 0.010482 | 0.024056 | 0.024827 | 0.030055 | 0.042328 | 0.029477 | 0.028595 | 0.02134 | 0.01566 | 0.043067 | 0.014035 | 0.024336 | 0.035006 | 0.021612 | 0.018906
2015-03-11 | 0.018764 | 0.01893 | 0.016012 | 0.014899 | 0.028213 | 0.028028 | 0.022297 | 0.013744 | 0.0085327 | 0.023873 | 0.020969 | 0.02438 | 0.035683 | 0.022493 | 0.019978 | 0.021165 | 0.020746 | 0.016775 | 0.017719 | 0.024776 | 0.02941 | 0.037462 | 0.019514 | 0.01503
2015-03-12 | 0.007174 | 0.0085469 | 0.0064402 | 0.0029667 | 0.019249 | 0.19372 | 0.14135 | 0.0093242 | 0.013913 | 0.011938 | 0.0099441 | 0.012837 | 0.0182 | 0.021695 | 0.022128 | 0.022444 | 0.02138 | 0.024076 | 0.069534 | 0.05649 | 0.026068 | 0.032941 | 0.024389 | 0.015369
2015-03-13 | 0.01324 | 0.013582 | 0.0051674 | 0.0001209 | 0.014998 | 0.22259 | 0.10454 | 0.13225 | 0.066324 | 0.0459 | 0.032542 | 0.031099 | 0.034286 | 0.036746 | 0.033171 | 0.032599 | 0.034569 | 0.0353 | 0.035361 | 0.019867 | 0.036019 | 0.040361 | 0.034084 | 0.014315
2015-03-14 | 0.017985 | 0.021806 | 0.003372 | 0.0040566 | 0.023533 | 0.024507 | 0.030361 | 0.038548 | 0.08312 | 0.014622 | 0.018495 | 0.023206 | 0.045797 | 0.035559 | 0.020362 | 0.017888 | 0.022053 | 0.02231 | 0.009704 | 0.0082397 | 0.02369 | 0.016523 | 0.0095352 | 0.0009592
2015-03-15 | 0.0025696 | 0.0014238 | 0.000981 | 0.0043533 | 0.0082195 | 0.017177 | 0.021196 | 0.027376 | 0.024423 | 0.025231 | 0.021431 | 0.021694 | 0.019833 | 0.014406 | 0.011347 | 0.021302 | 0.021427 | 0.021386 | 0.015733 | 0.024973 | 0.027262 | 0.031945 | 0.015131 | 0.0063326
2015-03-16 | 0.0031535 | 0.0046608 | 0.0031324 | 0.022149 | 0.028897 | 0.20558 | 0.14242 | 0.017696 | 0.053909 | 0.017023 | 0.032743 | 0.024762 | 0.044048 | 0.11822 | 0.02205 | 0.024373 | 0.027766 | 0.020169 | 0.11806 | 0.035128 | 0.024992 | 0.031606 | 0.039022 | 0.0091171
2015-03-17 | 0.002771 | 0.022597 | 0.010978 | 0.0045675 | 0.014111 | 0.0156 | 0.06618 | 0.038995 | 0.012601 | 0.014904 | 0.020748 | 0.021873 | 0.025475 | 0.022459 | 0.023817 | 0.02238 | 0.027373 | 0.031107 | 0.084864 | 0.070464 | 0.05342 | 0.035927 | 0.027178 | 0.021694
2015-03-18 | 0.010043 | 0.022949 | 0.010151 | 0.027877 | 0.024519 | 0.11808 | 0.20555 | 0.045057 | 0.037481 | 0.20089 | 0.17498 | 0.025142 | 0.068249 | 0.025971 | 0.019255 | 0.020507 | 0.02145 | 0.023991 | 0.20608 | 0.03336 | 0.14923 | 0.031952 | 0.032698 | 0.012831
2015-03-19 | 0.0093076 | 0.012478 | 0.011541 | 0.011289 | 0.023551 | 0.063908 | 0.10365 | 0.011315 | 0.015742 | 0.031045 | 0.033005 | 0.025989 | 0.027432 | 0.023571 | 0.024796 | 0.022885 | 0.024968 | 0.026525 | 0.058016 | 0.025089 | 0.16793 | 0.03503 | 0.024452 | 0.015479
2015-03-20 | 0.0085208 | 0.014098 | 0.01148 | 0.011216 | 0.019344 | 0.024465 | 0.027041 | 0.025372 | 0.028212 | 0.039253 | 0.048879 | 0.060468 | 0.042664 | 0.054618 | 0.040432 | 0.041092 | 0.045936 | 0.026513 | 0.033035 | 0.021597 | 0.034342 | 0.029643 | 0.047362 | 0.0457
2015-03-21 | 0.029703 | 0.018039 | 0.015849 | 0.037173 | 0.02855 | 0.062792 | 0.14375 | 0.043135 | 0.076278 | 0.055209 | 0.10197 | 0.023846 | 0.023161 | 0.024102 | 0.030136 | 0.024436 | 0.025316 | 0.033163 | 0.04909 | 0.037156 | 0.035223 | 0.028743 | 0.042593 | 0.016003
2015-03-22 | 0.011387 | 0.010971 | 0.0075319 | 0.0048476 | 0.012891 | 0.020282 | 0.013883 | 0.028805 | 0.021769 | 0.022406 | 0.028369 | 0.024106 | 0.020772 | 0.026119 | 0.018286 | 0.020236 | 0.024976 | 0.024336 | 0.14398 | 0.082606 | 0.028644 | 0.040413 | 0.017763 | 0.0087514
2015-03-23 | 0.012833 | 0.013627 | 0.018291 | 0.020197 | 0.023022 | 0.07351 | 0.10865 | 0.02391 | 0.022394 | 0.016071 | 0.048217 | 0.02805 | 0.056513 | 0.023424 | 0.020695 | 0.023408 | 0.023736 | 0.020119 | 0.10596 | 0.083428 | 0.03372 | 0.045055 | 0.01458 | 0.0075143
2015-03-24 | 0.0056893 | 0.0019955 | 0.0016418 | 0.0045657 | 0.019015 | 0.01513 | 0.037012 | 0.0086086 | 0.013915 | 0.018372 | 0.010411 | 0.02926 | 0.03324 | 0.01893 | 0.015055 | 0.011024 | 0.02079 | 0.017694 | 0.043408 | 0.030792 | 0.028195 | 0.026302 | 0.018805 | 0.0029835
2015-03-25 | 0.0028884 | 0.0019281 | 0.0025198 | 0.0058961 | 0.062969 | 0.061358 | 0.034677 | 0.012036 | 0.01037 | 0.036981 | 0.05726 | 0.048374 | 0.03709 | 0.03518 | 0.031549 | 0.092458 | 0.035182 | 0.028476 | 0.038305 | 0.047313 | 0.051544 | 0.041971 | 0.022516 | 0.010615
2015-03-26 | 0.0066291 | 0.0044965 | 0.0058504 | 0.0062462 | 0.013002 | 0.14422 | 0.006583 | 0.010937 | 0.019325 | 0.017949 | 0.041921 | 0.044459 | 0.027102 | 0.030077 | 0.28412 | 0.040115 | 0.029258 | 0.026469 | 0.027938 | 0.024353 | 0.034003 | 0.025012 | 0.024811 | 0.016157
2015-03-27 | 0.017382 | 0.0020299 | 0.0011143 | 0.002322 | 0.016431 | 0.052279 | 0.010537 | 0.0057545 | 0.01168 | 0.024666 | 0.060652 | 0.072259 | 0.05937 | 0.018377 | 0.020392 | 0.018379 | 0.028933 | 0.026879 | 0.019424 | 0.093769 | 0.09147 | 0.044706 | 0.048365 | 0.043791
2015-03-28 | 0.035862 | 0.044044 | 0.036485 | 0.036744 | 0.18094 | 0.17925 | 0.077985 | 0.026117 | 0.11548 | 0.055918 | 0.062221 | 0.04012 | 0.045593 | 0.050094 | 0.041149 | 0.033114 | 0.034351 | 0.022006 | 0.072921 | 0.086725 | 0.1915 | 0.11316 | 0.077107 | 0.028669
2015-03-29 | 0.036397 | 0.024739 | 0.014365 | 0.015027 | 0.073166 | 0.028373 | 0.057463 | 0.053744 | 0.021063 | 0.041282 | 0.041375 | 0.038651 | 0.025186 | 0.031807 | 0.030782 | 0.057699 | 0.03651 | 0.056159 | 0.10705 | 0.0041016 | 0.030634 | 0.030472 | 0.021612 | 0.01811
2015-03-30 | 0.0079495 | 0.012803 | 0.0079297 | 0.0088525 | 0.069234 | 0.022294 | 0.0067663 | 0.0057913 | 0.028861 | 0.0076193 | 0.018952 | 0.039666 | 0.011251 | 0.014315 | 0.016905 | 0.013241 | 0.033449 | 0.020303 | 0.069072 | 0.084923 | 0.026096 | 0.022402 | 0.018182 | 0.012296
2015-03-31 | 0.011751 | 0.015916 | 0.014699 | 0.018092 | 0.0264 | 0.021893 | 0.019229 | 0.015114 | 0.014472 | 0.013183 | 0.027631 | 0.017735 | 0.023706 | 0.019979 | 0.019109 | 0.020158 | 0.025451 | 0.020717 | 0.045289 | 0.054764 | 0.031363 | 0.028906 | 0.017468 | 0.0063898
2015-04-01 | 0.0074246 | 0.024011 | 0.011745 | 0.01463 | 0.012335 | 0.034221 | 0.032971 | 0.019214 | 0.013613 | 0.009131 | 0.019737 | 0.020992 | 0.018561 | 0.015996 | 0.0092565 | 0.0078649 | 0.022632 | 0.018821 | 0.026557 | 0.022583 | 0.011809 | 0.014874 | 0.010302 | 0.0089056
2015-04-02 | 0.0088537 | 0.021178 | 0.010449 | 0.017894 | 0.020904 | 0.039848 | 0.021217 | 0.011787 | 0.017513 | 0.012068 | 0.014149 | 0.011632 | 0.013631 | 0.013004 | 0.013284 | 0.014985 | 0.014115 | 0.010181 | 0.0056938 | 0.0077334 | 0.012518 | 0.01516 | 0.017689 | 0.0067895
2015-04-03 | 0.006273 | 0.0056884 | 0.0059932 | 0.0046556 | 0.011415 | 0.0073867 | 0.002612 | 0.0041295 | 0.0038142 | 0.010362 | 0.011497 | 0.021506 | 0.019902 | 0.022798 | 0.031017 | 0.027406 | 0.026067 | 0.016913 | 0.018556 | 0.019091 | 0.024994 | 0.017686 | 0.0091561 | 0.011412
2015-04-04 | 0.011114 | 0.0085572 | 0.0088513 | 0.0070438 | 0.023448 | 0.027919 | 0.022566 | 0.024976 | 0.010951 | 0.01645 | 0.022799 | 0.01878 | 0.012559 | 0.020706 | 0.019634 | 0.023168 | 0.034407 | 0.027129 | 0.023726 | 0.014394 | 0.022899 | 0.024497 | 0.020568 | 0.0078456
2015-04-05 | 0.0083714 | 0.0094354 | 0.009801 | 0.015949 | 0.093809 | 0.053169 | 0.060225 | 0.017366 | 0.019745 | 0.015243 | 0.015449 | 0.010944 | 0.020905 | 0.02426 | 0.024372 | 0.0094614 | 0.0089092 | 0.022315 | 0.016191 | 0.046271 | 0.01811 | 0.019229 | 0.016619 | 0.011715
2015-04-06 | 0.030328 | 0.035491 | 0.0097658 | 0.013538 | 0.027479 | 0.074065 | 0.020516 | 0.03249 | 0.003091 | 0.10892 | 0.029253 | 0.020587 | 0.039003 | 0.081588 | 0.036017 | 0.039467 | 0.02198 | 0.01901 | 0.016385 | 0.012869 | 0.02669 | 0.019825 | 0.020929 | 0.020393
2015-04-07 | 0.016989 | 0.01633 | 0.011136 | 0.017774 | 0.024649 | 0.15075 | 0.034783 | 0.07547 | 0.035037 | 0.046562 | 0.028006 | 0.081371 | 0.23576 | 0.027725 | 0.029873 | 0.029874 | 0.022363 | 0.02252 | 0.034514 | 0.015291 | 0.018813 | 0.023629 | 0.025174 | 0.013241
2015-04-08 | 0.01465 | 0.01994 | 0.016047 | 0.0083282 | 0.021393 | 0.038661 | 0.02061 | 0.040694 | 0.04252 | 0.028647 | 0.027214 | 0.029535 | 0.042217 | 0.030664 | 0.031852 | 0.029751 | 0.032843 | 0.030159 | 0.030327 | 0.017674 | 0.037691 | 0.030545 | 0.037277 | 0.01693
2015-04-09 | 0.015599 | 0.01723 | 0.015914 | 0.027189 | 0.027023 | 0.29181 | 0.048019 | 0.044851 | 0.030154 | 0.024222 | 0.0048886 | 0.018148 | 0.016094 | 0.026014 | 0.037697 | 0.041475 | 0.046779 | 0.025042 | 0.014372 | 0.0080788 | 0.032602 | 0.032905 | 0.025017 | 0.017807
2015-04-10 | 0.022555 | 0.022557 | 0.017168 | 0.037623 | 0.022876 | 0.024412 | 0.035308 | 0.056341 | 0.050382 | 0.028542 | 0.0074587 | 0.011706 | 0.0049174 | 0.031326 | 0.033646 | 0.038232 | 0.035351 | 0.032814 | 0.029116 | 0.042796 | 0.045896 | 0.033715 | 0.032135 | 0.02111
2015-04-11 | 0.021757 | 0.024321 | 0.030709 | 0.026638 | 0.03688 | 0.035549 | 0.033921 | 0.037522 | 0.075862 | 0.032675 | 0.037312 | 0.02894 | 0.023357 | 0.028647 | 0.025082 | 0.028156 | 0.023229 | 0.025853 | 0.024027 | 0.045453 | 0.037787 | 0.031433 | 0.026808 | 0.018222
2015-04-12 | 0.027283 | 0.02511 | 0.037665 | 0.043134 | 0.047701 | 0.051428 | 0.046306 | 0.037327 | 0.033826 | 0.030283 | 0.031373 | 0.026887 | 0.027096 | 0.026967 | 0.055867 | 0.033429 | 0.039113 | 0.031036 | 0.040813 | 0.12956 | 0.031414 | 0.032801 | 0.029196 | 0.037661
2015-04-13 | 0.016643 | 0.018642 | 0.033473 | 0.029729 | 0.043712 | 0.061233 | 0.08569 | 0.021526 | 0.013241 | 0.014697 | 0.035117 | 0.035277 | 0.11751 | 0.045465 | 0.057355 | 0.12466 | 0.035379 | 0.047008 | 0.044786 | 0.054608 | 0.03045 | 0.039749 | 0.026653 | 0.024175
2015-04-14 | 0.021883 | 0.013728 | 0.025093 | 0.027275 | 0.031031 | 0.018683 | 0.027507 | 0.038028 | 0.072265 | 0.046568 | 0.038664 | 0.047246 | 0.044346 | 0.037618 | 0.032857 | 0.057469 | 0.041877 | 0.039549 | 0.045147 | 0.076107 | 0.063287 | 0.032058 | 0.010684 | 0.019175
2015-04-15 | 0.01987 | 0.010596 | 0.028124 | 0.018841 | 0.036918 | 0.030446 | 0.037423 | 0.036059 | 0.03573 | 0.02179 | 0.023494 | 0.057379 | 0.039309 | 0.036612 | 0.039703 | 0.023175 | 0.035703 | 0.024428 | 0.016121 | 0.021714 | 0.027547 | 0.027571 | 0.01576 | 0.014557
2015-04-16 | 0.014002 | 0.011905 | 0.0118 | 0.013715 | 0.022011 | 0.041108 | 0.017494 | 0.03368 | 0.031245 | 0.025535 | 0.037502 | 0.035718 | 0.015889 | 0.0384 | 0.019063 | 0.023381 | 0.010873 | 0.0093489 | 0.016986 | 0.016231 | 0.02948 | 0.032216 | 0.011113 | 0.0025063
2015-04-17 | 0.0108 | 0.0042188 | 0.0017987 | 0.0019037 | 0.014679 | 0.061731 | 0.020033 | 0.013706 | 0.019366 | 0.023027 | 0.034699 | 0.042202 | 0.099634 | 0.041718 | 0.053805 | 0.052299 | 0.049254 | 0.0364 | 0.05502 | 0.044954 | 0.076563 | 0.042642 | 0.02442 | 0.013843
2015-04-18 | 0.042712 | 0.016653 | 0.01987 | 0.028085 | 0.051284 | 0.045286 | 0.1164 | 0.12151 | 0.042391 | 0.039172 | 0.039408 | 0.031618 | 0.043537 | 0.030699 | 0.037409 | 0.054093 | 0.041845 | 0.029231 | 0.017088 | 0.0041566 | 0.032844 | 0.026287 | 0.023327 | 0.0074806
2015-04-19 | 0.010387 | 0.025014 | 0.03059 | 0.035702 | 0.030574 | 0.045562 | 0.039022 | 0.045963 | 0.16295 | 0.030334 | 0.031802 | 0.028294 | 0.037173 | 0.031496 | 0.031593 | 0.040736 | 0.034184 | 0.030903 | 0.045853 | 0.029778 | 0.029045 | 0.033056 | 0.039782 | 0.021418
2015-04-20 | 0.012586 | 0.013512 | 0.016331 | 0.036141 | 0.050765 | 0.042463 | 0.039968 | 0.042354 | 0.026412 | 0.048459 | 0.031821 | 0.045624 | 0.041928 | 0.049834 | 0.029368 | 0.042613 | 0.052911 | 0.040299 | 0.030449 | 0.13858 | 0.033312 | 0.030192 | 0.032105 | 0.028733
2015-04-21 | 0.017386 | 0.021411 | 0.021127 | 0.025126 | 0.040759 | 0.038048 | 0.022199 | 0.014258 | 0.01909 | 0.011446 | 0.0099125 | 0.010937 | 0.0065935 | 0.0069827 | 0.021414 | 0.027425 | 0.02661 | 0.037325 | 0.031661 | 0.061975 | 0.033153 | 0.042783 | 0.040351 | 0.014444
2015-04-22 | 0.012336 | 0.015818 | 0.014853 | 0.016181 | 0.016747 | 0.074221 | 0.035212 | 0.022055 | 0.0089526 | 0.030373 | 0.031477 | 0.029326 | 0.034419 | 0.03265 | 0.032701 | 0.024192 | 0.026891 | 0.029773 | 0.030358 | 0.042463 | 0.048015 | 0.037399 | 0.023452 | 0.010383
2015-04-23 | 0.0061066 | 0.0027382 | 0.011077 | 0.011983 | 0.046629 | 0.079672 | 0.031893 | 0.090547 | 0.031522 | 0.023057 | 0.025827 | 0.045699 | 0.026105 | 0.039524 | 0.030334 | 0.03085 | 0.027651 | 0.025844 | 0.028441 | 0.057867 | 0.048757 | 0.029922 | 0.026244 | 0.022701
2015-04-24 | 0.015965 | 0.0067721 | 0.0065621 | 0.0050563 | 0.033003 | 0.031562 | 0.058471 | 0.022094 | 0.030804 | 0.037607 | 0.045995 | 0.032803 | 0.028314 | 0.033209 | 0.028508 | 0.02221 | 0.04773 | 0.040347 | 0.029189 | 0.054968 | 0.035207 | 0.028994 | 0.030145 | 0.039038
2015-04-25 | 0.028019 | 0.020925 | 0.025255 | 0.032465 | 0.039268 | 0.11814 | 0.071142 | 0.15566 | 0.11524 | 0.088251 | 0.038156 | 0.033414 | 0.035267 | 0.030523 | 0.023288 | 0.02756 | 0.028884 | 0.030305 | 0.029809 | 0.085287 | 0.069727 | 0.034689 | 0.032172 | 0.01877
2015-04-26 | 0.017497 | 0.018358 | 0.005838 | 0.0065751 | 0.024581 | 0.029271 | 0.033108 | 0.042093 | 0.026249 | 0.0277 | 0.027368 | 0.024714 | 0.091776 | 0.030691 | 0.033353 | 0.034284 | 0.021199 | 0.029818 | 0.02348 | 0.097977 | 0.06379 | 0.032718 | 0.038969 | 0.015802
2015-04-27 | 0.021495 | 0.014048 | 0.0060221 | 0.0073359 | 0.039608 | 0.2584 | 0.037301 | 0.02 | 0.029143 | 0.017274 | 0.1576 | 0.037578 | 0.056122 | 0.034653 | 0.02855 | 0.023408 | 0.031785 | 0.031942 | 0.029854 | 0.03826 | 0.029158 | 0.033486 | 0.020707 | 0.020829
2015-04-28 | 0.0094175 | 0.0076952 | 0.0066305 | 0.0069432 | 0.028032 | 0.062207 | 0.043564 | 0.012042 | 0.0010836 | 0.001408 | 0.0043952 | 0.0042312 | 0.0091728 | 0.019535 | 0.028423 | 0.023029 | 0.021159 | 0.015041 | 0.020142 | 0.035751 | 0.050136 | 0.021528 | 0.025133 | 0.02681
2015-04-29 | 0.017555 | 0.013987 | 0.016008 | 0.029338 | 0.035614 | 0.014589 | 0.0074428 | 0.0092018 | 0.023724 | 0.026277 | 0.024838 | 0.032992 | 0.028876 | 0.036163 | 0.0314 | 0.030404 | 0.029265 | 0.030475 | 0.01843 | 0.015976 | 0.024949 | 0.03214 | 0.022085 | 0.013086
2015-04-30 | 0.018297 | 0.018717 | 0.02957 | 0.030595 | 0.058581 | 0.027621 | 0.028997 | 0.029965 | 0.027596 | 0.024545 | 0.021402 | 0.022372 | 0.025099 | 0.031904 | 0.034914 | 0.029717 | 0.030065 | 0.02725 | 0.012707 | 0.021607 | 0.0097686 | 0.021502 | 0.03151 | 0.046552
2015-05-01 | 0.017714 | 0.0067218 | 0.008004 | 0.019787 | 0.029838 | 0.03331 | 0.029443 | 0.037604 | 0.032959 | 0.024049 | 0.047006 | 0.032978 | 0.040928 | 0.042366 | 0.034166 | 0.035236 | 0.030737 | 0.026413 | 0.030493 | 0.026875 | 0.043421 | 0.034517 | 0.036241 | 0.021103
2015-05-02 | 0.018769 | 0.012328 | 0.010731 | 0.023729 | 0.028128 | 0.030855 | 0.048686 | 0.036129 | 0.033604 | 0.028493 | 0.031923 | 0.033417 | 0.028252 | 0.032354 | 0.031956 | 0.035544 | 0.030195 | 0.027522 | 0.020582 | 0.047754 | 0.034443 | 0.038134 | 0.037223 | 0.027239
2015-05-03 | 0.025525 | 0.036888 | 0.022989 | 0.029077 | 0.039394 | 0.030207 | 0.036771 | 0.025876 | 0.034849 | 0.11749 | 0.038332 | 0.032087 | 0.03125 | 0.0321 | 0.031624 | 0.02829 | 0.029617 | 0.023192 | 0.024494 | 0.21911 | 0.03477 | 0.035171 | 0.039428 | 0.027942
2015-05-04 | 0.014135 | 0.018896 | 0.011413 | 0.01792 | 0.025356 | 0.032158 | 0.038563 | 0.045435 | 0.037914 | 0.030469 | 0.033067 | 0.05133 | 0.055249 | 0.039289 | 0.03374 | 0.085116 | 0.026566 | 0.020325 | 0.0085646 | 0.0031324 | 0.13214 | 0.025797 | 0.025742 | 0.016079
2015-05-05 | 0.025958 | 0.019509 | 0.01013 | 0.012944 | 0.019318 | 0.021203 | 0.032667 | 0.029817 | 0.023734 | 0.0233 | 0.032744 | 0.016678 | 0.0096469 | 0.065046 | 0.013381 | 0.013413 | 0.0037773 | 0.0028653 | 0.0044247 | 0.018106 | 0.035299 | 0.027718 | 0.022209 | 0.019039
2015-05-06 | 0.03413 | 0.067787 | 0.028168 | 0.058676 | 0.025088 | 0.031011 | 0.033834 | 0.036526 | 0.035531 | 0.047338 | 0.13862 | 0.10209 | 0.028236 | 0.076009 | 0.15709 | 0.054901 | 0.045612 | 0.022783 | 0.0090842 | 0.062854 | 0.048807 | 0.05413 | 0.022315 | 0.017548
2015-05-07 | 0.0158 | 0.018479 | 0.00966 | 0.011021 | 0.019243 | 0.040089 | 0.041559 | 0.039713 | 0.030383 | 0.071684 | 0.036357 | 0.010778 | 0.0244 | 0.014 | 0.023834 | 0.062606 | 0.12645 | 0.057263 | 0.022472 | 0.027776 | 0.040665 | 0.031327 | 0.031217 | 0.019264
2015-05-08 | 0.01489 | 0.00663 | 0.00747 | 0.0078604 | 0.021912 | 0.036515 | 0.028233 | 0.025717 | 0.032568 | 0.027699 | 0.041346 | 0.092072 | 0.15518 | 0.015206 | 0.027637 | 0.082518 | 0.013202 | 0.019102 | 0.038287 | 0.24589 | 0.045831 | 0.027151 | 0.022719 | 0.022033
2015-05-09 | 0.027008 | 0.015676 | 0.012786 | 0.016949 | 0.023865 | 0.017861 | 0.024548 | 0.023082 | 0.029325 | 0.031971 | 0.038889 | 0.043433 | 0.058386 | 0.033622 | 0.029154 | 0.098241 | 0.090206 | 0.033117 | 0.030007 | 0.0291 | 0.034508 | 0.01951 | 0.019105 | 0.0093984
2015-05-10 | 0.021406 | 0.024049 | 0.01644 | 0.011775 | 0.018707 | 0.017966 | 0.017704 | 0.025951 | 0.030177 | 0.050809 | 0.043962 | 0.069702 | 0.17716 | 0.059081 | 0.040399 | 0.005813 | 0.0102 | 0.01064 | 0.0067702 | 0.03576 | 0.1329 | 0.037395 | 0.021708 | 0.015958
2015-05-11 | 0.019959 | 0.015039 | 0.01586 | 0.02437 | 0.029323 | 0.03065 | 0.038769 | 0.071224 | 0.077922 | 0.15773 | 0.048662 | 0.22849 | 0.097365 | 0.2297 | 0.063139 | 0.14077 | 0.053224 | 0.073298 | 0.024041 | 0.030231 | 0.031274 | 0.033103 | 0.033253 | 0.018079
2015-05-12 | 0.016715 | 0.010551 | 0.01347 | 0.0134 | 0.018774 | 0.033703 | 0.033386 | 0.033605 | 0.059093 | 0.03829 | 0.029071 | 0.061616 | 0.015208 | 0.0085974 | 0.090131 | 0.027348 | 0.11643 | 0.024112 | 0.053337 | 0.10696 | 0.077941 | 0.034161 | 0.023621 | 0.02835
2015-05-13 | 0.023487 | 0.028709 | 0.021767 | 0.034367 | 0.030482 | 0.032703 | 0.079091 | 0.084425 | 0.036484 | 0.034637 | 0.029886 | 0.028974 | 0.033526 | 0.024845 | 0.015201 | 0.022218 | 0.036665 | 0.039053 | 0.015607 | 0.0073525 | 0.034811 | 0.029516 | 0.032327 | 0.025921
2015-05-14 | 0.019838 | 0.038677 | 0.045559 | 0.030575 | 0.023111 | 0.032715 | 0.047899 | 0.035171 | 0.066911 | 0.044408 | 0.039397 | 0.02844 | 0.10126 | 0.022554 | 0.023036 | 0.013117 | 0.018993 | 0.026036 | 0.018027 | 0.0054741 | 0.019672 | 0.028276 | 0.024853 | 0.013129
2015-05-15 | 0.020156 | 0.026285 | 0.02691 | 0.021485 | 0.026754 | 0.047151 | 0.027745 | 0.025286 | 0.056223 | 0.033741 | 0.032942 | 0.029859 | 0.041484 | 0.031133 | 0.073645 | 0.03698 | 0.027121 | 0.011187 | 0.0116 | 0.024266 | 0.026582 | 0.23284 | 0.024979 | 0.017239
2015-05-16 | 0.021791 | 0.030393 | 0.033208 | 0.011635 | 0.028948 | 0.031405 | 0.03283 | 0.036546 | 0.042001 | 0.037959 | 0.045122 | 0.052914 | 0.056829 | 0.036686 | 0.035228 | 0.039412 | 0.081034 | 0.057589 | 0.01933 | 0.023446 | 0.041475 | 0.032577 | 0.031126 | 0.020393
2015-05-17 | 0.01181 | 0.030335 | 0.023618 | 0.029871 | 0.026319 | 0.029082 | 0.028197 | 0.030127 | 0.034744 | 0.032589 | 0.055007 | 0.041387 | 0.041494 | 0.024381 | 0.025344 | 0.023958 | 0.074105 | 0.083957 | 0.040988 | 0.034481 | 0.057616 | 0.033678 | 0.030061 | 0.027937
2015-05-18 | 0.016044 | 0.020852 | 0.026839 | 0.025406 | 0.040218 | 0.048528 | 0.080198 | 0.056299 | 0.045272 | 0.075761 | 0.11824 | 0.049693 | 0.047493 | 0.046468 | 0.0083849 | 0.061669 | 0.021665 | 0.0030317 | 0.032056 | 0.18889 | 0.053169 | 0.04621 | 0.03784 | 0.019675
2015-05-19 | 0.022387 | 0.036066 | 0.030881 | 0.02153 | 0.056885 | 0.68938 | 0.03699 | 0.035487 | 0.033382 | 0.025467 | 0.026166 | 0.068287 | 0.035489 | 0.0079981 | 0.053821 | 0.046747 | 0.015979 | 0.0038339 | 0.020839 | 0.017391 | 0.018598 | 0.039727 | 0.03216 | 0.019084
2015-05-20 | 0.014022 | 0.020806 | 0.012762 | 0.022925 | 0.026925 | 0.024794 | 0.035989 | 0.035689 | 0.031466 | 0.030685 | 0.0096247 | 0.0098754 | 0.0040456 | 0.0030218 | 0.0034395 | 0.0032759 | 0.0031907 | 0.0046284 | 0.016043 | 0.088969 | 0.026366 | 0.036907 | 0.035094 | 0.029537
2015-05-21 | 0.027245 | 0.028614 | 0.016175 | 0.017002 | 0.032911 | 0.034902 | 0.039641 | 0.03733 | 0.04875 | 0.036588 | 0.036183 | 0.03716 | 0.030653 | 0.025328 | 0.020898 | 0.027129 | 0.030185 | 0.038825 | 0.032364 | 0.030647 | 0.035622 | 0.041927 | 0.038978 | 0.04095
2015-05-22 | 0.030248 | 0.028684 | 0.013442 | 0.015706 | 0.027514 | 0.032474 | 0.042524 | 0.029372 | 0.031885 | 0.029172 | 0.023958 | 0.024497 | 0.018835 | 0.013231 | 0.0046118 | 0.0043041 | 0.021634 | 0.028802 | 0.037426 | 0.026281 | 0.0357 | 0.038399 | 0.033137 | 0.030766
2015-05-23 | 0.02729 | 0.037438 | 0.044803 | 0.022989 | 0.031827 | 0.026086 | 0.037576 | 0.031402 | 0.03197 | 0.0304 | 0.033741 | 0.027698 | 0.022176 | 0.027832 | 0.020827 | 0.0182 | 0.012029 | 0.019622 | 0.019796 | 0.024235 | 0.028812 | 0.036506 | 0.035929 | 0.042501
2015-05-24 | 0.031704 | 0.078624 | 0.11009 | 0.018019 | 0.024919 | 0.36616 | 0.044191 | 0.040009 | 0.031407 | 0.033417 | 0.040494 | 0.043874 | 0.02923 | 0.03191 | 0.036945 | 0.03588 | 0.018576 | 0.021269 | 0.015264 | 0.012849 | 0.023825 | 0.026799 | 0.022385 | 0.035042
2015-05-25 | 0.024405 | 0.019624 | 0.020398 | 0.093087 | 0.074068 | 0.29742 | 0.30452 | 0.030197 | 0.03525 | 0.033318 | 0.039026 | 0.033054 | 0.03927 | 0.030836 | 0.022251 | 0.011391 | 0.013264 | 0.017825 | 0.016507 | 0.019638 | 0.024998 | 0.033534 | 0.03375 | 0.034744
2015-05-26 | 0.040456 | 0.036896 | 0.046964 | 0.039871 | 0.033839 | 0.022762 | 0.030165 | 0.033516 | 0.032494 | 0.018386 | 0.032943 | 0.022299 | 0.017891 | 0.020434 | 0.015246 | 0.028627 | 0.021808 | 0.017082 | 0.014299 | 0.021927 | 0.023745 | 0.036548 | 0.023246 | 0.017409
2015-05-27 | 0.019495 | 0.012283 | 0.005542 | 0.0059608 | 0.017191 | 0.028147 | 0.030549 | 0.026335 | 0.031457 | 0.04049 | 0.023233 | 0.016891 | 0.022712 | 0.014111 | 0.01018 | 0.04433 | 0.02023 | 0.02466 | 0.028505 | 0.034415 | 0.038548 | 0.047569 | 0.024626 | 0.016731
2015-05-28 | 0.014924 | 0.013032 | 0.050723 | 0.0056012 | 0.012885 | 0.025116 | 0.025354 | 0.025936 | 0.023858 | 0.051841 | 0.047254 | 0.041572 | 0.056785 | 0.034386 | 0.11463 | 0.053664 | 0.20766 | 0.034637 | 0.017569 | 0.02872 | 0.061437 | 0.037119 | 0.028093 | 0.020271
2015-05-29 | 0.025424 | 0.025822 | 0.025561 | 0.011283 | 0.022815 | 0.025092 | 0.026356 | 0.028907 | 0.031081 | 0.0175 | 0.0099888 | 0.04641 | 0.091523 | 0.03998 | 0.037188 | 0.015177 | 0.010919 | 0.014422 | 0.026376 | 0.027432 | 0.045464 | 0.039835 | 0.036972 | 0.021943
2015-05-30 | 0.018665 | 0.025156 | 0.028489 | 0.023675 | 0.025237 | 0.041438 | 0.037282 | 0.056277 | 0.17863 | 0.14266 | 0.14103 | 0.29984 | 0.033662 | 0.045996 | 0.11481 | 0.022663 | 0.016393 | 0.10656 | 0.10856 | 0.03767 | 0.04795 | 0.0383 | 0.026185 | 0.010191
2015-05-31 | 0.013519 | 0.016724 | 0.010175 | 0.013037 | 0.013162 | 0.018453 | 0.026427 | 0.02544 | 0.028677 | 0.066313 | 0.062491 | 0.031998 | 0.054295 | 0.2579 | 0.15684 | 0.039612 | 0.021169 | 0.01625 | 0.026719 | 0.026328 | 0.046079 | 0.027352 | 0.031456 | 0.021964
2015-06-01 | 0.017726 | 0.0047168 | 0.0086659 | 0.0050052 | 0.025612 | 0.030281 | 0.030843 | 0.045662 | 0.046878 | 0.022983 | 0.0071148 | 0.1659 | 0.09392 | 0.034752 | 0.0013778 | 0.016604 | 0.0025691 | 0.0006916 | 0.0026572 | 0.013021 | 0.01714 | 0.020616 | 0.06897 | 0.02828
2015-06-02 | 0.024864 | 0.034006 | 0.032471 | 0.031577 | 0.035176 | 0.029576 | 0.018712 | 0.027604 | 0.034383 | 0.017074 | 0.013211 | 0.0060245 | 0.0044098 | 0.0022712 | 0.0011011 | 0.006697 | 0.0029265 | 0.015542 | 0.017555 | 0.016606 | 0.015669 | 0.020438 | 0.035179 | 0.036067
2015-06-03 | 0.034756 | 0.033751 | 0.022667 | 0.023847 | 0.029709 | 0.026313 | 0.02611 | 0.026009 | 0.022436 | 0.022774 | 0.018918 | 0.0036198 | 0.009168 | 0.0051974 | 0.003639 | 0.0034642 | 0.0095819 | 0.0077988 | 0.018833 | 0 | 0.022229 | 0.030739 | 0.023346 | 0.020773
2015-06-04 | 0.014989 | 0.067272 | 0.042746 | 0.023608 | 0.026147 | 0.025614 | 0.030059 | 0.022291 | 0.023764 | 0.02661 | 0.012763 | 0.010559 | 0.064855 | 0.016072 | 0.10245 | 0.0035574 | 0.0010875 | 0.01189 | 0.027352 | 0.02971 | 0.017028 | 0.032466 | 0.030259 | 0.027888
2015-06-05 | 0.032747 | 0.034367 | 0.012893 | 0.018099 | 0.023477 | 0.012391 | 0.047501 | 0.042075 | 0.031102 | 0.017004 | 0.0073732 | 0.043174 | 0.0038874 | 0.031858 | 0.024026 | 0.0048751 | 0.013406 | 0.012981 | 0.02384 | 0.02322 | 0.02389 | 0.023561 | 0.023403 | 0.03124
2015-06-06 | 0.029852 | 0.022735 | 0.021443 | 0.011889 | 0.028507 | 0.030857 | 0.031357 | 0.023595 | 0.026319 | 0.032115 | 0.028112 | 0.022716 | 0.010308 | 0.0038599 | 0.0087904 | 0.015395 | 0.060115 | 0.0082585 | 0.025874 | 0.028034 | 0.034016 | 0.032383 | 0.030022 | 0.027347
2015-06-07 | 0.020358 | 0.029643 | 0.014138 | 0.013246 | 0.028686 | 0.028951 | 0.040803 | 0.024497 | 0.030907 | 0.030373 | 0.032117 | 0.037676 | 0.034325 | 0.024698 | 0.0087565 | 0.0078875 | 0.014566 | 0.019876 | 0.016306 | 0.020236 | 0.028147 | 0.031341 | 0.034003 | 0.023822
2015-06-08 | 0.020997 | 0.0083733 | 0.0091224 | 0.0081689 | 0.03738 | 0.030283 | 0.026233 | 0.033435 | 0.030984 | 0.021525 | 0.01179 | 0.063771 | 0.009578 | 0.013486 | 0.013195 | 0.01331 | 0.011516 | 0.041747 | 0.028502 | 0.031399 | 0.029807 | 0.035713 | 0.025304 | 0.017199
2015-06-09 | 0.027223 | 0.020657 | 0.006734 | 0.0065884 | 0.030527 | 0.045891 | 0.036216 | 0.032903 | 0.030238 | 0.022699 | 0.028741 | 0.0063038 | 0.079163 | 0.15593 | 0.0025503 | 0.0042426 | 0.049047 | 0.027924 | 0.011033 | 0.0010005 | 0.027754 | 0.039955 | 0.033481 | 0.011794
2015-06-10 | 0.012372 | 0.029966 | 0.037154 | 0.029195 | 0.029011 | 0.021181 | 0.033842 | 0.028127 | 0.014335 | 0.020663 | 0.0077775 | 0.010109 | 0.0037485 | 0.0023545 | 0.026291 | 0.0029652 | 0.0056724 | 0.0074783 | 0.02136 | 0.019774 | 0.025674 | 0.026438 | 0.030827 | 0.020256
2015-06-11 | 0.010946 | 0.028684 | 0.011068 | 0.011213 | 0.024114 | 0.033506 | 0.033328 | 0.035513 | 0.045486 | 0.035381 | 0.015311 | 0.012306 | 0.031897 | 0.036314 | 0.043754 | 0.017455 | 0.035758 | 0.021539 | 0.038173 | 0.062011 | 0.039113 | 0.022975 | 0.031004 | 0.01056
2015-06-12 | 0.019182 | 0.011845 | 0.013611 | 0.021426 | 0.027912 | 0.022447 | 0.022634 | 0.03062 | 0.048246 | 0.050939 | 0.044881 | 0.071235 | 0.034296 | 0.035823 | 0.016301 | 0.01577 | 0.0034044 | 0.0061318 | 0.020579 | 0.035722 | 0.030899 | 0.039548 | 0.032865 | 0.023876
2015-06-13 | 0.02039 | 0.022989 | 0.020179 | 0.016166 | 0.038949 | 0.041297 | 0.026082 | 0.01924 | 0.031615 | 0.024002 | 0.0093178 | 0.015206 | 0.020434 | 0.013581 | 0.017105 | 0.03293 | 0.00342 | 0.002948 | 0.026074 | 0.026756 | 0.05824 | 0.038025 | 0.02262 | 0.0088504
2015-06-14 | 0.017153 | 0.017566 | 0.015921 | 0.016474 | 0.014595 | 0.010819 | 0.023177 | 0.016461 | 0.02067 | 0.067687 | 0.074327 | 0.056429 | 0.036641 | 0.016309 | 0.1393 | 0.053405 | 0.061965 | 0.15038 | 0.035194 | 0.046293 | 0.039935 | 0.031963 | 0.033507 | 0.01894
2015-06-15 | 0.016663 | 0.013557 | 0.0072751 | 0.0089088 | 0.024644 | 0.021116 | 0.023153 | 0.016594 | 0.031336 | 0.022101 | 0.020037 | 0.017448 | 0.038885 | 0.024769 | 0.12171 | 0.12823 | 0.016172 | 0.016628 | 0.041754 | 0.11959 | 0.13933 | 0.0249 | 0.020665 | 0
2015-06-16 | 0 | 0 | 0 | 0 | 0.020897 | 0.008526 | 0.017324 | 0.071725 | 0.034419 | 0.053345 | 0.011106 | 0.028292 | 0.047304 | 0.044121 | 0.079025 | 0.033784 | 0.020181 | 0.051787 | 0.073123 | 0.02586 | 0.025898 | 0.027691 | 0.03082 | 0.021509
2015-06-17 | 0.017797 | 0.014196 | 0.012381 | 0.035157 | 0.021906 | 0.015372 | 0.027109 | 0.013851 | 0.017097 | 0.012022 | 0.014884 | 0.0088825 | 0.018236 | 0.006165 | 0.002376 | 0.0020111 | 0.01192 | 0.010276 | 0.015709 | 0.011194 | 0.024701 | 0.018294 | 0.016664 | 0.02365
2015-06-18 | 0.018122 | 0.012901 | 0.0082847 | 0.0076775 | 0.01731 | 0.0093018 | 0.022154 | 0.0197 | 0.018592 | 0.021333 | 0.02666 | 0.052735 | 0.18833 | 0.034373 | 0.03734 | 0.016343 | 0.013731 | 0.001928 | 0.025317 | 0.029261 | 0.022126 | 0.018652 | 0.017609 | 0.017335
2015-06-19 | 0.011239 | 0.027384 | 0.016775 | 0.011173 | 0.020227 | 0.035644 | 0.022678 | 0.021714 | 0.022521 | 0.013256 | 0.0032296 | 0.0078455 | 0.016265 | 0.059363 | 0.012245 | 0.0031179 | 0.005082 | 0.035484 | 0.021016 | 0.022474 | 0.02428 | 0.024892 | 0.025107 | 0.018275
2015-06-20 | 0.024426 | 0.01024 | 0.020203 | 0.012613 | 0.017992 | 0.022226 | 0.021137 | 0.027351 | 0.013462 | 0.020412 | 0.019918 | 0.017182 | 0.0087946 | 0.010773 | 0.005266 | 0.0055212 | 0.0084525 | 0.0034751 | 0.01944 | 0.020278 | 0.024628 | 0.025271 | 0.015194 | 0.0081003
2015-06-21 | 0.009879 | 0.0187 | 0.0078931 | 0.019481 | 0.017064 | 0.052799 | 0.02935 | 0.029692 | 0.015977 | 0.062494 | 0.056481 | 0.024894 | 0.018807 | 0.016943 | 0.017381 | 0.095121 | 0.044715 | 0.0026533 | 0.032205 | 0.037976 | 0.063746 | 0.029556 | 0.019227 | 0.010471
2015-06-22 | 0.010466 | 0.010921 | 0.016185 | 0.011165 | 0.017886 | 0.015785 | 0.02381 | 0.023136 | 0.023064 | 0.018838 | 0.019424 | 0.008884 | 0.0028441 | 0.01263 | 0.015426 | 0.010015 | 0.041729 | 0.01089 | 0.040312 | 0.20988 | 0.078219 | 0.024261 | 0.016089 | 0.00924
2015-06-23 | 0.0088847 | 0.0074175 | 0.0075828 | 0.008441 | 0.0142 | 0.012583 | 0.014769 | 0.024955 | 0.034645 | 0.022929 | 0.0039427 | 0.016023 | 0.0066327 | 0.018266 | 0.027581 | 0.0093628 | 0.0031684 | 0.0031513 | 0.0075994 | 0.014972 | 0.020727 | 0.022046 | 0.022736 | 0.018018
2015-06-24 | 0.0099962 | 0.0063974 | 0.0085024 | 0.011735 | 0.015365 | 0.011519 | 0.018163 | 0.021996 | 0.019927 | 0.025618 | 0.0092097 | 0.012778 | 0.002136 | 0.0056146 | 0.003724 | 0.010693 | 0.012687 | 0.01523 | 0.011142 | 0.015954 | 0.019867 | 0.023922 | 0.023846 | 0.017222
2015-06-25 | 0.011612 | 0.009842 | 0.0084144 | 0.0081345 | 0.023276 | 0.023007 | 0.028589 | 0.025291 | 0.020364 | 0.021394 | 0.013211 | 0.0040152 | 0.05086 | 0.0028567 | 0.0020261 | 0.0027846 | 0.0011264 | 0.0036874 | 0.0135 | 0.018361 | 0.020656 | 0.024007 | 0.031403 | 0.016607
2015-06-26 | 0.021111 | 0.018776 | 0.013758 | 0.014927 | 0.014354 | 0.010761 | 0.02095 | 0.008394 | 0.016562 | 0.015084 | 0.014763 | 0.007021 | 0.0067977 | 0.009733 | 0.0038181 | 0.0044099 | 0.018528 | 0.023448 | 0.023905 | 0.024279 | 0.023513 | 0.024802 | 0.024779 | 0.041261
2015-06-27 | 0.017569 | 0.021707 | 0.015074 | 0.020706 | 0.021625 | 0.020121 | 0.030076 | 0.024892 | 0.0235 | 0.02503 | 0.021589 | 0.018834 | 0.002844 | 0.0019272 | 0.0015936 | 0.0053729 | 0.004384 | 0.013666 | 0.016156 | 0.020252 | 0.020107 | 0.027835 | 0.035306 | 0.028588
2015-06-28 | 0.019423 | 0.015671 | 0.017046 | 0.013388 | 0.065727 | 0.017827 | 0.046219 | 0.035763 | 0.085382 | 0.022142 | 0.021718 | 0.033502 | 0.026872 | 0.015734 | 0.0032454 | 0.0036063 | 0.0040186 | 0.0042122 | 0.010841 | 0.01709 | 0.019673 | 0.022492 | 0.037717 | 0.030583
2015-06-29 | 0.026124 | 0.13924 | 0.027237 | 0.04204 | 0.026011 | 0.012732 | 0.021935 | 0.021409 | 0.020082 | 0.020241 | 0.029805 | 0.017139 | 0.010309 | 0.0040551 | 0.013905 | 0.0066568 | 0.0042097 | 0.011523 | 0.026924 | 0.021624 | 0.019773 | 0.012712 | 0.014733 | 0.046081
2015-06-30 | 0.02799 | 0.012338 | 0.012432 | 0.015431 | 0.012966 | 0.023802 | 0.028195 | 0.025855 | 0.020153 | 0.022162 | 0.013226 | 0.045872 | 0.002929 | 0.01164 | 0.023901 | 0.06452 | 0.081905 | 0.0092693 | 0.013667 | 0.015123 | 0.021803 | 0.020801 | 0.016993 | 0.021328
2015-07-01 | 0.019015 | 0.015138 | 0.011469 | 0.014337 | 0.011623 | 0.011464 | 0.015952 | 0.018679 | 0.02656 | 0.029045 | 0.0073892 | 0.0027204 | 0.0040821 | 0.0018275 | 0.0053211 | 0.01169 | 0.018554 | 0.0019665 | 0.012599 | 0.02 | 0.023656 | 0.026309 | 0.01853 | 0.017881
2015-07-02 | 0.023968 | 0.027937 | 0.0091715 | 0.0082837 | 0.015395 | 0.015162 | 0.014015 | 0.016069 | 0.021414 | 0.020555 | 0.021609 | 0.0086898 | 0.0037781 | 0.0032795 | 0.0023687 | 0.002021 | 0.0034276 | 0.0071448 | 0.0069281 | 0.012582 | 0.019058 | 0.024413 | 0.02121 | 0.03952
2015-07-03 | 0.030639 | 0.036596 | 0.018582 | 0.0093489 | 0.018354 | 0.016153 | 0.039787 | 0.017784 | 0.012617 | 0.015921 | 0.012707 | 0.015044 | 0.0079861 | 0.0074768 | 0.0058534 | 0.0058298 | 0.0072499 | 0.021353 | 0.023614 | 0.023729 | 0.027603 | 0.029293 | 0.024496 | 0.033346
2015-07-04 | 0 | 0.022985 | 0.023893 | 0.014872 | 0.029979 | 0.022477 | 0.025651 | 0.033708 | 0.024664 | 0.020652 | 0.079366 | 0.022372 | 0.030245 | 0.019766 | 0.0089368 | 0.010365 | 0.0047785 | 0.0036702 | 0.02721 | 0.027146 | 0.026794 | 0.026313 | 0.020423 | 0.039395
2015-07-05 | 0.022928 | 0.10586 | 0.027157 | 0.014229 | 0.021816 | 0.033482 | 0.060295 | 0.041078 | 0.013113 | 0.028102 | 0.021891 | 0.021773 | 0.062266 | 0.027901 | 0.013134 | 0.043666 | 0.0086126 | 0.0050742 | 0.0081835 | 0.032345 | 0.037016 | 0.018811 | 0.029463 | 0.027376
2015-07-06 | 0.026967 | 0.03132 | 0.045353 | 0.03222 | 0.026843 | 0.017941 | 0.012959 | 0.022142 | 0.014038 | 0.029921 | 0.023958 | 0.064471 | 0.077668 | 0.029134 | 0.0078481 | 0.025918 | 0.015898 | 0.047697 | 0.028799 | 0.025706 | 0.10044 | 0.035101 | 0.021735 | 0.037387
2015-07-07 | 0.016862 | 0.019047 | 0.011941 | 0.010155 | 0.02192 | 0.017069 | 0.017052 | 0.015862 | 0.04746 | 0.026908 | 0.01387 | 0.014846 | 0.020214 | 0.054292 | 0.02038 | 0.018151 | 0.0039096 | 0.01059 | 0.016244 | 0.014419 | 0.019844 | 0.021454 | 0.016769 | 0.0045444
2015-07-08 | 0 | 0.015136 | 0.0093366 | 0.008955 | 0.016242 | 0.010473 | 0.011898 | 0.011485 | 0.009045 | 0.009302 | 0.0071896 | 0.0028391 | 0.0093396 | 0.027138 | 0.014484 | 0.0017139 | 0.0005096 | 0.0082147 | 0.0087305 | 0.0093584 | 0.010123 | 0.017746 | 0.028115 | 0.023025
2015-07-09 | 0.019486 | 0.010838 | 0.0097102 | 0.015526 | 0.023048 | 0.023793 | 0.0137 | 0.026046 | 0.030061 | 0.006108 | 0.056147 | 0.003681 | 0.073564 | 0.0084624 | 0.00248 | 0.0023895 | 0.002755 | 0.0039757 | 0.011606 | 0.030347 | 0.020265 | 0.016523 | 0.014587 | 0.012618
2015-07-10 | 0.023324 | 0.014353 | 0.012274 | 0.010975 | 0.0090424 | 0.014592 | 0.015523 | 0.019216 | 0.025874 | 0.11521 | 0.030412 | 0.0044773 | 0.0048412 | 0.18569 | 0.0097768 | 0.04429 | 0.0023994 | 0.022991 | 0.025854 | 0.020987 | 0.024364 | 0.018949 | 0.012478 | 0.019484
2015-07-11 | 0.018893 | 0.017333 | 0.0083946 | 0.011283 | 0.019346 | 0.014879 | 0.00994 | 0.0095463 | 0.0095996 | 0.020645 | 0.012653 | 0.0066782 | 0.003132 | 0.0045697 | 0.00833 | 0.012954 | 0.0082902 | 0.010523 | 0.017385 | 0.031425 | 0.026964 | 0.011531 | 0.020483 | 0.011173
2015-07-12 | 0.020502 | 0.0086873 | 0.011545 | 0.0048033 | 0.02222 | 0.018972 | 0.037803 | 0.016743 | 0.018291 | 0.021306 | 0.022827 | 0.018354 | 0.014495 | 0.007122 | 0.013081 | 0.0080305 | 0.011039 | 0.0077222 | 0.012903 | 0.004408 | 0.0242 | 0.02687 | 0.025445 | 0.013285
2015-07-13 | 0.014364 | 0.008401 | 0.0096043 | 0.0058641 | 0.0062308 | 0.0073029 | 0.01269 | 0.019317 | 0.022613 | 0.015335 | 0.017115 | 0.015292 | 0.0098842 | 0.012415 | 0.0080418 | 0.0088558 | 0.051645 | 0.011854 | 0.019832 | 0.024435 | 0.077957 | 0.08038 | 0.020285 | 0.020319
2015-07-14 | 0.020661 | 0.019234 | 0.010327 | 0.0093087 | 0.0099795 | 0.014532 | 0.018718 | 0.016394 | 0.064582 | 0.083204 | 0.011726 | 0.025467 | 0.0073783 | 0.023196 | 0.018363 | 0.037413 | 0.096536 | 0.023638 | 0.010422 | 0.010615 | 0.020155 | 0.033615 | 0.014961 | 0.0059415
2015-07-15 | 0.0061455 | 0.0064092 | 0.0091975 | 0.0057034 | 0.018774 | 0.011728 | 0.010827 | 0.014857 | 0.015623 | 0.010901 | 0.0020679 | 0.0017004 | 0.00216 | 0.004608 | 0.072466 | 0.073677 | 0.056479 | 0.0036405 | 0.012427 | 0.0078787 | 0.017384 | 0.01851 | 0.0243 | 0.01482
2015-07-16 | 0.008397 | 0.022669 | 0.012882 | 0.010644 | 0.010261 | 0.0082163 | 0.0094553 | 0.010695 | 0.01191 | 0.01259 | 0.016616 | 0.0031102 | 0.0032009 | 0.003295 | 0.051152 | 0.060122 | 0.017984 | 0.0025675 | 0.0096846 | 0.021898 | 0.025696 | 0.030708 | 0.023473 | 0.035468
2015-07-17 | 0.020849 | 0.01552 | 0.013582 | 0.011932 | 0.024944 | 0.049421 | 0.041777 | 0.011194 | 0.018785 | 0.026421 | 0.016104 | 0.058765 | 0.01163 | 0.0015372 | 0.016401 | 0.009711 | 0.016 | 0.010829 | 0.022851 | 0.041236 | 0.030729 | 0.040448 | 0.012499 | 0.0075655
2015-07-18 | 0.0095834 | 0.0099308 | 0.010026 | 0.026855 | 0.015774 | 0.0091311 | 0.011439 | 0.015844 | 0.012516 | 0.025067 | 0.022838 | 0.014259 | 0.007755 | 0.0075114 | 0.0072078 | 0.0069741 | 0.022895 | 0.01844 | 0.013166 | 0.015528 | 0.023084 | 0.026355 | 0.016145 | 0.0061067
2015-07-19 | 0.005976 | 0.005923 | 0.0068511 | 0.0079385 | 0.018177 | 0.01098 | 0.019762 | 0.02018 | 0.020466 | 0.025049 | 0.076918 | 0.0451 | 0.013852 | 0.043819 | 0.039468 | 0.050762 | 0.012976 | 0.016375 | 0.023513 | 0.0285 | 0.029077 | 0.029421 | 0.019236 | 0.0068542
2015-07-20 | 0.0076184 | 0.0068265 | 0.0062582 | 0.006307 | 0.016284 | 0.015699 | 0.022641 | 0.019904 | 0.036095 | 0.026784 | 0.027829 | 0.098077 | 0.040832 | 0.25926 | 0.097168 | 0.63559 | 0.08949 | 0.19612 | 0.12844 | 0.11027 | 0.051535 | 0.035683 | 0.024542 | 0.006003
2015-07-21 | 0.007743 | 0.0073603 | 0.0066564 | 0.011377 | 0.019607 | 0.05467 | 0.020907 | 0.026103 | 0.03816 | 0.037205 | 0.012063 | 0.0039618 | 0.0031449 | 0.003944 | 0.0052828 | 0.011931 | 0.0056112 | 0.0041078 | 0.015359 | 0.017859 | 0.025236 | 0.020003 | 0.01478 | 0.0074184
2015-07-22 | 0.0070012 | 0.0070616 | 0.006239 | 0.0097606 | 0.013251 | 0.014549 | 0.013439 | 0.011163 | 0.014066 | 0.033389 | 0.0858 | 0.0076847 | 0.01016 | 0.009531 | 0.021704 | 0.016017 | 0.0065623 | 0.081203 | 0.0026352 | 0.010921 | 0.016955 | 0.015675 | 0.0091663 | 0.0060324
2015-07-23 | 0.0049845 | 0.014524 | 0.017493 | 0.0091924 | 0.011147 | 0.011835 | 0.013117 | 0.0088493 | 0.020243 | 0.019894 | 0.18629 | 0.010851 | 0.0094414 | 0.0010332 | 0.092785 | 0.12407 | 0.064543 | 0.002133 | 0.0050071 | 0.010243 | 0.017968 | 0.015727 | 0.010723 | 0.0046689
2015-07-24 | 0.010373 | 0.011027 | 0.0087992 | 0.0090804 | 0.022188 | 0.016027 | 0.011907 | 0.022341 | 0.023881 | 0.016649 | 0.022952 | 0.006912 | 0.0082136 | 0.0073582 | 0.004182 | 0.014401 | 0.022001 | 0.10368 | 0.028003 | 0.01485 | 0.02134 | 0.016488 | 0.014792 | 0.0050806
2015-07-25 | 0.012832 | 0.011973 | 0.015795 | 0.013364 | 0.014506 | 0.019865 | 0.01638 | 0.014372 | 0.014505 | 0.031175 | 0.049772 | 0.069657 | 0.053231 | 0.003961 | 0.1367 | 0.12051 | 0.051519 | 0.071103 | 0.081717 | 0.021403 | 0.018137 | 0.0079466 | 0.011248 | 0.012511
2015-07-26 | 0.010359 | 0.0093321 | 0.012369 | 0.014357 | 0.01439 | 0.016722 | 0.025491 | 0.022034 | 0.022704 | 0.025452 | 0.058556 | 0.026858 | 0.029352 | 0.044476 | 0.033873 | 0.019223 | 0.0087204 | 0.011564 | 0.0030051 | 0.016109 | 0.017252 | 0.032614 | 0.032785 | 0.006128
2015-07-27 | 0.0058484 | 0.006533 | 0.0087248 | 0.0062187 | 0.018545 | 0.011467 | 0.012396 | 0.011925 | 0.029865 | 0.033838 | 0.044132 | 0.024122 | 0.020767 | 0.023227 | 0.026998 | 0.040352 | 0.077164 | 0.026718 | 0.028592 | 0.022744 | 0.040489 | 0.022611 | 0.016538 | 0.0061229
2015-07-28 | 0.01021 | 0.0095322 | 0.0079477 | 0.0093606 | 0.012775 | 0.029833 | 0.021336 | 0.02601 | 0.071235 | 0.055056 | 0.041863 | 0.035633 | 0.015176 | 0.045057 | 0.049548 | 0.06415 | 0.029231 | 0.029926 | 0.022498 | 0.025297 | 0.044029 | 0.04991 | 0.028831 | 0.0053795
2015-07-29 | 0.0070149 | 0.0096009 | 0.0060516 | 0.0072149 | 0.016167 | 0.016721 | 0.02489 | 0.019709 | 0.025526 | 0.03421 | 0.031289 | 0.0072055 | 0.0058293 | 0.010657 | 0.010558 | 0.0022295 | 0.003726 | 0.0034387 | 0.008415 | 0.021771 | 0.034209 | 0.025323 | 0.023566 | 0.0053293
2015-07-30 | 0.012358 | 0.0065935 | 0.011798 | 0.0092141 | 0.025935 | 0.011997 | 0.029583 | 0.026343 | 0.030666 | 0.034637 | 0.029681 | 0.0095557 | 0.0014655 | 0.0015995 | 0.0011592 | 0.0009152 | 0.0019053 | 0.008265 | 0.0045639 | 0.0015784 | 0.010346 | 0.021232 | 0.0214 | 0.011611
2015-07-31 | 0.0087626 | 0.00765 | 0.010843 | 0.0054419 | 0.015064 | 0.0068738 | 0.02296 | 0.018792 | 0.015464 | 0.011034 | 0.0033887 | 0.0023141 | 0.0005073 | 0.0022068 | 0.0032643 | 0.0028171 | 0.0026123 | 0.0017327 | 0.000328 | 0.0098844 | 0.018125 | 0.016159 | 0.015236 | 0.0065886
2015-08-01 | 0.017532 | 0.015399 | 0.015254 | 0.010888 | 0.010811 | 0.008894 | 0.011759 | 0.019684 | 0.019182 | 0.033455 | 0.021902 | 0.0095465 | 0.010607 | 0.0081382 | 0.014423 | 0.033561 | 0.002074 | 0.0012104 | 0.0032364 | 0.01685 | 0.026795 | 0.020108 | 0.022664 | 0.0076704
2015-08-02 | 0.012702 | 0.014079 | 0.01994 | 0.076315 | 0.091073 | 0.21736 | 0.095429 | 0.015996 | 0.020495 | 0.016997 | 0.033014 | 0.013415 | 0.0086892 | 0.0050752 | 0.006807 | 0.027194 | 0.04554 | 0.016594 | 0.0039684 | 0.011856 | 0.025916 | 0.018644 | 0.023632 | 0.0057502
2015-08-03 | 0.011565 | 0.013791 | 0.022221 | 0.018082 | 0.011405 | 0.015958 | 0.016241 | 0.018525 | 0.019037 | 0.019644 | 0.025409 | 0.0033439 | 0.008696 | 0.018936 | 0.037484 | 0.019813 | 0.015398 | 0.012192 | 0.015072 | 0.0053377 | 0.0072785 | 0.019343 | 0.015757 | 0.0083611
2015-08-04 | 0.0081723 | 0.0090002 | 0.0062332 | 0.007933 | 0.006286 | 0.01553 | 0.013811 | 0.021852 | 0.024734 | 0.014175 | 0.014185 | 0.02282 | 0.0019396 | 0.019796 | 0.010009 | 0.012617 | 0.0049364 | 0.010798 | 0.0033003 | 0.0016538 | 0.021892 | 0.024281 | 0.01847 | 0.0075408
2015-08-05 | 0.0092123 | 0.0054114 | 0.011746 | 0.0077861 | 0.011218 | 0.02128 | 0.015668 | 0.019584 | 0.018635 | 0.022022 | 0.020093 | 0.0048488 | 0.012289 | 0.080876 | 0.015239 | 0.075773 | 0.01554 | 0.003367 | 0.0064655 | 0.013998 | 0.038295 | 0.034095 | 0.017008 | 0.012472
2015-08-06 | 0.0050513 | 0.0060003 | 0.013611 | 0.016946 | 0.037945 | 0.022265 | 0.017701 | 0.02718 | 0.030603 | 0.029751 | 0.021387 | 0.0031839 | 0.0033344 | 0.0046882 | 0.012834 | 0.0047344 | 0.0059721 | 0.0046929 | 0.0073802 | 0.011053 | 0.024267 | 0.024563 | 0.019705 | 0.0077966
2015-08-07 | 0.0075647 | 0.0066644 | 0.0062632 | 0.0056598 | 0.022237 | 0.015213 | 0.022038 | 0.024038 | 0.036033 | 0.037566 | 0.03308 | 0.020727 | 0.039546 | 0.021345 | 0.030743 | 0.048042 | 0.1306 | 0.022143 | 0.021301 | 0.030048 | 0.028287 | 0.033241 | 0.029405 | 0.025273
2015-08-08 | 0.017168 | 0.018171 | 0.024691 | 0.02776 | 0.024314 | 0.022787 | 0.023595 | 0.032362 | 0.03366 | 0.053364 | 0.029709 | 0.014146 | 0.0045131 | 0.0049777 | 0.0029097 | 0.0040154 | 0.0026925 | 0.00079856 | 0.012464 | 0.0067175 | 0.026834 | 0.030053 | 0.024487 | 0.012814
2015-08-09 | 0.014114 | 0.013341 | 0.020345 | 0.014616 | 0.016253 | 0.013465 | 0.020923 | 0.017945 | 0.018191 | 0.037104 | 0.03691 | 0.021256 | 0.011145 | 0.0050095 | 0.0026043 | 0.0033851 | 0.0044326 | 0.0030801 | 0.009402 | 0.014675 | 0.041504 | 0.039279 | 0.026427 | 0.018293
2015-08-10 | 0.0090578 | 0.016039 | 0.012718 | 0.0060077 | 0.024465 | 0.019387 | 0.021142 | 0.023029 | 0.030378 | 0.026721 | 0.0068292 | 0.027962 | 0.0016928 | 0.0006708 | 0.00095158 | 8.3e-06 | 8.6e-06 | 8.8e-06 | 0.0089235 | 0.015903 | 0.050076 | 0.026591 | 0.019776 | 0.010977
2015-08-11 | 0.013267 | 0.0073717 | 0.006438 | 0.0074906 | 0.021717 | 0.018345 | 0.021728 | 0.021697 | 0.019754 | 0.043754 | 0.011854 | 0.032721 | 0.0072819 | 0.0061657 | 0.016453 | 0.019214 | 0.018121 | 0.0054588 | 0.027861 | 0.023535 | 0.025643 | 0.0081577 | 0.020234 | 0.0064975
2015-08-12 | 0.0068977 | 0.012754 | 0.01387 | 0.013072 | 0.12837 | 0.014956 | 0.013171 | 0.016762 | 0.026371 | 0.019517 | 0.027025 | 0.0084999 | 0.11723 | 0.01203 | 0.024874 | 0.0090159 | 0.13085 | 0.0063588 | 0.015428 | 0.022296 | 0.022487 | 0.015826 | 0.017688 | 0.005679
2015-08-13 | 0.011375 | 0.010524 | 0.0091604 | 0.008335 | 0.0087134 | 0.017978 | 0.023019 | 0.022486 | 0.020488 | 0.031301 | 0.024081 | 0.025055 | 0.010219 | 0.03066 | 0.0075151 | 0.015155 | 0.0040277 | 0.0047661 | 0.0023292 | 0.0070687 | 0.018072 | 0.020496 | 0.014743 | 0.006987
2015-08-14 | 0.0093773 | 0.014527 | 0.011783 | 0.010769 | 0.015023 | 0.022958 | 0.021795 | 0.023373 | 0.021284 | 0.021815 | 0.0195 | 0.0080238 | 0.0043798 | 0.083681 | 0.010484 | 0.068141 | 0.0030667 | 0.0007098 | 0.0010983 | 0.0067575 | 0.0195 | 0.019115 | 0.0093391 | 0.0060862
2015-08-15 | 0.0093298 | 0.0071552 | 0.00819 | 0.0087707 | 0.011806 | 0.010513 | 0.011769 | 0.019554 | 0.016783 | 0.018129 | 0.01557 | 0.0041469 | 0.0077788 | 0.01692 | 0.016694 | 0.0053505 | 0.0094315 | 0.0026471 | 0.0032691 | 0.002856 | 0.019458 | 0.01081 | 0.014432 | 0.0097988
2015-08-16 | 0.0087707 | 0.0074304 | 0.0083179 | 0.0091919 | 0.0081974 | 0.15609 | 0.056383 | 0.017952 | 0.021129 | 0.01599 | 0.024522 | 0.01026 | 0.0059065 | 0.0032945 | 0.010493 | 0.011727 | 0.03009 | 0.0033981 | 0.0042689 | 0.0049938 | 0.029307 | 0.016054 | 0.014088 | 0.0092633
2015-08-17 | 0.0094669 | 0.0080239 | 0.005494 | 0.0063907 | 0.015636 | 0.018839 | 0.014152 | 0.012131 | 0.0096379 | 0.026479 | 0.018639 | 0.014016 | 0.027117 | 0.003713 | 0.006321 | 0.0051713 | 0.011559 | 0.0043965 | 0.0023749 | 0.00255 | 0.041402 | 0.0061723 | 0.015055 | 0.007395
2015-08-18 | 0.0099236 | 0.010003 | 0.008971 | 0.0081047 | 0.017063 | 0.018967 | 0.014276 | 0.016053 | 0.021056 | 0.016773 | 0.0098904 | 0.008009 | 0.010002 | 0.0080489 | 0.017665 | 0.0149 | 0.0033466 | 0.0049305 | 0.0074558 | 0.036105 | 0.028801 | 0.028018 | 0.019559 | 0.009674
2015-08-19 | 0.019669 | 0.019008 | 0.0086545 | 0.025326 | 0.029159 | 0.023184 | 0.029729 | 0.031345 | 0.042997 | 0.083925 | 0.051998 | 0.15924 | 0.047146 | 0.2475 | 0.01846 | 0.049912 | 0.018117 | 0.0087613 | 0.033006 | 0.080571 | 0.025153 | 0.013028 | 0.025683 | 0.025445
2015-08-20 | 0.023145 | 0.014781 | 0.013461 | 0.035756 | 0.019196 | 0.046873 | 0.025229 | 0.027875 | 0.054024 | 0.018492 | 0.023817 | 0.015408 | 0.02242 | 0.0039728 | 0.0038214 | 0.032449 | 0.022403 | 0.0051903 | 0.044123 | 0.022202 | 0.018535 | 0.021358 | 0.017383 | 0.009827
2015-08-21 | 0.0097128 | 0.0095824 | 0.0085424 | 0.01548 | 0.021856 | 0.022218 | 0.019459 | 0.026044 | 0.024862 | 0.017188 | 0.015457 | 0.004648 | 0.013848 | 0.049336 | 0.0042707 | 0.0063014 | 0.013982 | 0.0059189 | 0.0058455 | 0.018839 | 0.025489 | 0.024055 | 0.028567 | 0.0067091
2015-08-22 | 0.0066237 | 0.019942 | 0.016805 | 0.016034 | 0.010915 | 0.028266 | 0.022963 | 0.025492 | 0.023492 | 0.021237 | 0.031975 | 0.017561 | 0.013066 | 0.0043521 | 0.0032215 | 0.0031998 | 0.0032632 | 0.0050629 | 0.022293 | 0.023956 | 0.02659 | 0.035324 | 0.022636 | 0.01353
2015-08-23 | 0.020423 | 0.01761 | 0.014274 | 0.011104 | 0.026246 | 0.030579 | 0.025195 | 0.015393 | 0.028991 | 0.023202 | 0.090223 | 0.046543 | 0.014101 | 0.01546 | 0.0054271 | 0.032995 | 0.023859 | 0.042173 | 0.018135 | 0.083916 | 0.027598 | 0.040459 | 0.02524 | 0.01985
2015-08-24 | 0.0073964 | 0.031172 | 0.026026 | 0.015108 | 0.038051 | 0.031155 | 0.021955 | 0.02186 | 0.021445 | 0.016042 | 0.0049273 | 8.6e-06 | 0.010339 | 0.011689 | 0.020149 | 0.020871 | 0.0026418 | 0.0024126 | 0.0061184 | 0.014104 | 0.034883 | 0.03868 | 0.022651 | 0.0089727
2015-08-25 | 0.0092711 | 0.033403 | 0.013196 | 0.0061248 | 0.03517 | 0.052928 | 0.023797 | 0.019227 | 0.022625 | 0.011694 | 0.012949 | 0.011059 | 0.013777 | 0.014351 | 0.03852 | 0.052685 | 0.013388 | 0.010406 | 0.0099677 | 0.027177 | 0.020288 | 0.028889 | 0.023622 | 0.0095474
2015-08-26 | 0.017043 | 0.013566 | 0.019947 | 0.012888 | 0.016811 | 0.023236 | 0.066093 | 0.039193 | 0.062136 | 0.017603 | 0.020984 | 0.011954 | 0.002212 | 0.0018486 | 0.0020229 | 0.0016814 | 0.0020593 | 0.0029945 | 0.0043369 | 0.014553 | 0.02979 | 0.021974 | 0.014694 | 0.015966
2015-08-27 | 0.01641 | 0.012546 | 0.012864 | 0.013942 | 0.024708 | 0.032453 | 0.025133 | 0.068359 | 0.020337 | 0.027591 | 0.020319 | 0.020983 | 0.0064475 | 0.0039718 | 0.0033005 | 0.0031482 | 0.0033116 | 0.0022426 | 0.020656 | 0.086326 | 0.026375 | 0.042509 | 0.022069 | 0.018135
2015-08-28 | 0.021975 | 0.015296 | 0.0090133 | 0.011311 | 0.016367 | 0.019122 | 0.023874 | 0.01794 | 0.022886 | 0.021085 | 0.017658 | 0.023255 | 0.0028456 | 0.0052599 | 0.029432 | 0.0024216 | 0.0026409 | 0.0031005 | 0.014899 | 0.015482 | 0.01486 | 0.021265 | 0.024322 | 0.016182
2015-08-29 | 0.022074 | 0.021847 | 0.014105 | 0.010071 | 0.013607 | 0.059544 | 0.016725 | 0.016818 | 0.025942 | 0.024988 | 0.067682 | 0.10127 | 0.023257 | 0.0039137 | 0.0067175 | 0.0071089 | 0.0058651 | 0.0037466 | 0.0099508 | 0.012951 | 0.018748 | 0.022103 | 0.032142 | 0.023732
2015-08-30 | 0.01483 | 0.027527 | 0.024209 | 0.022982 | 0.018568 | 0.014051 | 0.020269 | 0.024525 | 0.02088 | 0.024655 | 0.031169 | 0.031491 | 0.012145 | 0.012055 | 0.012683 | 0.013135 | 0.013447 | 0.0050997 | 0.0090736 | 0.017042 | 0.023508 | 0.027445 | 0.02059 | 0.012053
2015-08-31 | 0.0067297 | 0.0096466 | 0.012736 | 0.013357 | 0.016528 | 0.03254 | 0.017099 | 0.034526 | 0.02471 | 0.024422 | 0.01375 | 0.026527 | 0.013787 | 0.015038 | 0.03076 | 0.1355 | 0.022143 | 0.020714 | 0.020399 | 0.025688 | 0.037252 | 0.02549 | 0.014923 | 0.010152
2015-09-01 | 0.010077 | 0.019056 | 0.0068017 | 0.012906 | 0.024543 | 0.018308 | 0.02907 | 0.029236 | 0.025995 | 0.039046 | 0.057305 | 0.0345 | 0.012263 | 0.0031012 | 0.0071801 | 0.0047382 | 0.014198 | 0.038732 | 0.021162 | 0.014972 | 0.0472 | 0.035339 | 0.029469 | 0.012601
2015-09-02 | 0.0078713 | 0.015446 | 0.016116 | 0.013364 | 0.016207 | 0.016892 | 0.014282 | 0.02117 | 0.023807 | 0.018964 | 0.016689 | 0.018173 | 0.0087805 | 0.0015014 | 0.0008448 | 0.0027739 | 0.0032041 | 0.0052755 | 0.0035411 | 0.03109 | 0.025868 | 0.026649 | 0.018065 | 0.0096762
2015-09-03 | 0.012875 | 0.0057417 | 0.0054829 | 0.0072348 | 0.017024 | 0.010944 | 0.025082 | 0.018966 | 0.024171 | 0.04053 | 0.030242 | 0.014804 | 0.020029 | 0.0041499 | 0.0032443 | 0.031788 | 0.0088695 | 0.03831 | 0.0050822 | 0.054596 | 0.045222 | 0.023246 | 0.016741 | 0.0066449
2015-09-04 | 0.0064438 | 0.0073752 | 0.021063 | 0.01139 | 0.013209 | 0.019821 | 0.015227 | 0.022422 | 0.037479 | 0.046887 | 0.046275 | 0.068746 | 0.034588 | 0.051943 | 0.0036894 | 0.0057286 | 0.0097778 | 0.011068 | 0.014464 | 0.024959 | 0.026436 | 0.023083 | 0.015952 | 0.0095838
2015-09-05 | 0.024368 | 0.029818 | 0.015365 | 0.010152 | 0.016048 | 0.016203 | 0.014283 | 0.014619 | 0.013927 | 0.019983 | 0.048756 | 0.046712 | 0.044862 | 0.090035 | 0.021919 | 0.064509 | 0.025963 | 0.021118 | 0.017879 | 0.018584 | 0.034118 | 0.026705 | 0.017652 | 0.015625
2015-09-06 | 0.010484 | 0.010323 | 0.0092548 | 0.0098329 | 0.014978 | 0.05487 | 0.12089 | 0.011193 | 0.012159 | 0.017359 | 0.1212 | 0.04309 | 0.11637 | 0.04408 | 0.064143 | 0.061172 | 0.054657 | 0.022197 | 0.011694 | 0.018372 | 0.037295 | 0.022464 | 0.026205 | 0.00673
2015-09-07 | 0.010631 | 0.0088088 | 0.0040944 | 0.008643 | 0.01167 | 0.013227 | 0.030137 | 0.018458 | 0.012656 | 0.029359 | 0.10385 | 0.10959 | 0.0084767 | 0.037028 | 0.095306 | 0.05088 | 0.065175 | 0.019117 | 0.017178 | 0.14926 | 0.042603 | 0.023011 | 0.019392 | 0.0089254
2015-09-08 | 0.012556 | 0.01071 | 0.0077678 | 0.0085973 | 0.021642 | 0.015555 | 0.019589 | 0.023648 | 0.028137 | 0.038544 | 0.075593 | 0.10091 | 0.039264 | 0.084846 | 0.040736 | 0.064134 | 0.046756 | 0.033312 | 0.024389 | 0.071741 | 0.02131 | 0.020478 | 0.019088 | 0.01124
2015-09-09 | 0.0084772 | 0.010502 | 0.011863 | 0.012598 | 0.016964 | 0.015903 | 0.01183 | 0.022933 | 0.019291 | 0 | 0.055843 | 0.035768 | 0.12385 | 0.0426 | 0.021311 | 0.026235 | 0.019117 | 0.019575 | 0.027965 | 0.020171 | 0.019891 | 0.021267 | 0.022337 | 0.0068326
2015-09-10 | 0.015987 | 0.013276 | 0.014924 | 0.01563 | 0.013185 | 0.025928 | 0.017599 | 0.020361 | 0.029097 | 0.025595 | 0.017007 | 0.0098989 | 0.0070265 | 0.0021581 | 0.0038257 | 0.0048128 | 0.0055949 | 0.0084037 | 0.009441 | 0.016125 | 0.023492 | 0.024965 | 0.023087 | 0.015683
2015-09-11 | 0.015794 | 0.010523 | 0.008406 | 0.011207 | 0.014583 | 0.02308 | 0.021528 | 0.013276 | 0.020822 | 0.015129 | 0.0074846 | 0.0069473 | 0.055506 | 0.0050683 | 0.011051 | 0.0035425 | 0.01346 | 0.012271 | 0.025352 | 0.018839 | 0.01589 | 0.020375 | 0.020344 | 0.015092
2015-09-12 | 0.012736 | 0.024493 | 0.010957 | 0.02848 | 0.024944 | 0.028413 | 0.029706 | 0.026128 | 0.02505 | 0.03655 | 0.020509 | 0.020494 | 0.020479 | 0.022466 | 0.019783 | 0.016188 | 0.036551 | 0.025239 | 0.028116 | 0.036066 | 0.043801 | 0.035852 | 0.047873 | 0.017707
2015-09-13 | 0.018454 | 0.02313 | 0.011794 | 0.0059367 | 0.019622 | 0.023883 | 0.037579 | 0.055541 | 0.028387 | 0.020553 | 0.020298 | 0.023762 | 0.038007 | 0.017644 | 0.023493 | 0.019311 | 0.015323 | 0.01821 | 0.026601 | 0.024148 | 0.04297 | 0.028236 | 0.028554 | 0.012212
2015-09-14 | 0.024537 | 0.045762 | 0.026744 | 0.009738 | 0.017942 | 0.062475 | 0.032278 | 0.03657 | 0.073115 | 0.018371 | 0.01435 | 0.011553 | 0.011005 | 0.0070868 | 0.019332 | 0.015812 | 0.016003 | 0.015638 | 0.084482 | 0.072496 | 0.022488 | 0.023676 | 0.0398 | 0.017069
2015-09-15 | 0.01704 | 0.018622 | 0.26998 | 0.5388 | 0.015075 | 0.043653 | 0.018176 | 0.02217 | 0.050851 | 0.033442 | 0.087292 | 0.024125 | 0.019604 | 0.023201 | 0.023299 | 0.043216 | 0.025764 | 0.0098484 | 0.015801 | 0.016633 | 0.01905 | 0.02671 | 0.035057 | 0.010021
2015-09-16 | 0.013122 | 0.012751 | 0.015895 | 0.010281 | 0.066698 | 0.021534 | 0.014169 | 0.022035 | 0.029757 | 0.015077 | 0.02416 | 0.02215 | 0.054076 | 0.024513 | 0.018699 | 0.031733 | 0.03566 | 0.0067366 | 0.031759 | 0.035993 | 0.0079326 | 0.022948 | 0.057378 | 0.013295
2015-09-17 | 0.015572 | 0.012326 | 0.026635 | 0.018747 | 0.028324 | 0.021286 | 0.01758 | 0.03063 | 0.031296 | 0.027421 | 0.021826 | 0.022725 | 0.054837 | 0.026299 | 0.065548 | 0.055753 | 0.021568 | 0.010449 | 0.010849 | 0.024387 | 0.04229 | 0.03026 | 0.024864 | 0.014469
2015-09-18 | 0.014303 | 0.0056755 | 0.014672 | 0.013101 | 0.016491 | 0.027509 | 0.026129 | 0.020386 | 0.10887 | 0.02686 | 0.025718 | 0.012946 | 0.017737 | 0.032395 | 0.035924 | 0.014681 | 0.011443 | 0.012729 | 0.03416 | 0.0377 | 0.061783 | 0.019367 | 0.037595 | 0.025378
2015-09-19 | 0.026472 | 0.032621 | 0.031978 | 0.020586 | 0.024468 | 0.034344 | 0.044285 | 0.02295 | 0.043807 | 0.058417 | 0.046609 | 0.040453 | 0.037624 | 0.027234 | 0.044944 | 0.011378 | 0.011449 | 0.018727 | 0.041275 | 0.03589 | 0.034225 | 0.026019 | 0.026383 | 0.022167
2015-09-20 | 0.012123 | 0.018176 | 0.012376 | 0.010792 | 0.021924 | 0.024454 | 0.023226 | 0.037681 | 0.025686 | 0.026174 | 0.02072 | 0.025393 | 0.029515 | 0.023708 | 0.015862 | 0.0098752 | 0.0095035 | 0.0084073 | 0.044984 | 0.070845 | 0.023953 | 0.022415 | 0.031535 | 0.01589
2015-09-21 | 0.024602 | 0.021638 | 0.013174 | 0.012866 | 0.024473 | 0.17583 | 0.0231 | 0.022419 | 0.037146 | 0.026697 | 0.027556 | 0.028801 | 0.02546 | 0.012279 | 0.014633 | 0.014545 | 0.020254 | 0.015916 | 0.007891 | 0.011851 | 0.018477 | 0.018837 | 0.021327 | 0.014552
2015-09-22 | 0.013708 | 0.013188 | 0.006339 | 0.009553 | 0.014846 | 0.020968 | 0.019668 | 0.023148 | 0.025991 | 0.027271 | 0.027174 | 0.02559 | 0.0079091 | 0.0051875 | 0.0073354 | 0.0071258 | 0.0079096 | 0.0097989 | 0.016797 | 0.029764 | 0.021439 | 0.021166 | 0.02054 | 0.0089955
2015-09-23 | 0.0093823 | 0.010293 | 0.011642 | 0.012147 | 0.01727 | 0.023772 | 0.010771 | 0.01724 | 0.021381 | 0.021572 | 0.023139 | 0.011589 | 0.012105 | 0.007906 | 0.011825 | 0.020561 | 0.007172 | 0.0051858 | 0.011129 | 0.014905 | 0.034877 | 0.016153 | 0.019997 | 0.010577
2015-09-24 | 0.009818 | 0.0086678 | 0.0092955 | 0.012173 | 0.013297 | 0.019906 | 0.02786 | 0.021245 | 0.080684 | 0.03152 | 0.023182 | 0.021754 | 0.019769 | 0.019967 | 0.022693 | 0.016874 | 0.010815 | 0.0081712 | 0.007308 | 0.01406 | 0.023003 | 0.023159 | 0.014853 | 0.0087858
2015-09-25 | 0.01172 | 0.011225 | 0.0044977 | 0.006571 | 0.018165 | 0.018831 | 0.016044 | 0.01562 | 0.027601 | 0.024037 | 0.013229 | 0.015407 | 0.015165 | 0.0077854 | 0.005134 | 0.0050783 | 0.00696 | 0.008414 | 0.023449 | 0.01905 | 0.026803 | 0.020738 | 0.025648 | 0.014738
2015-09-26 | 0.014616 | 0.016777 | 0.018784 | 0.020555 | 0.034443 | 0.025773 | 0.041713 | 0.038268 | 0.037278 | 0.028978 | 0.043939 | 0.030822 | 0.03813 | 0.022566 | 0.24024 | 0.015212 | 0.10956 | 0.028874 | 0.037834 | 0.032187 | 0.045362 | 0.037549 | 0.041743 | 0.0114
2015-09-27 | 0.0091467 | 0.029717 | 0.019214 | 0.011827 | 0.013659 | 0.015289 | 0.022464 | 0.023785 | 0.031351 | 0.022424 | 0.040676 | 0.034046 | 0.032371 | 0.031291 | 0.023056 | 0.23672 | 0.015689 | 0.022692 | 0.28412 | 0.0095568 | 0.041256 | 0.033928 | 0.029792 | 0.012382
2015-09-28 | 0.025013 | 0.010495 | 0.011716 | 0.022886 | 0.025759 | 0.034589 | 0.028472 | 0.033883 | 0.013372 | 0.019617 | 0.041243 | 0.026701 | 0.011176 | 0.016114 | 0.016489 | 0.023198 | 0.041344 | 0.028174 | 0.29294 | 0.048758 | 0.036571 | 0.023148 | 0.022626 | 0.01955
2015-09-29 | 0.016159 | 0.0094329 | 0.0065032 | 0.014181 | 0.02446 | 0.080939 | 0.099439 | 0.027695 | 0.064469 | 0.034008 | 0.069491 | 0.0391 | 0.13368 | 0.090784 | 0.027522 | 0.025205 | 0.026994 | 0.059742 | 0 | 0.043104 | 0.044099 | 0.029941 | 0.026642 | 0.007264
2015-09-30 | 0.0066076 | 0.0057416 | 0.0071391 | 0.0059145 | 0.026054 | 0.03182 | 0.077428 | 0.06766 | 0.041089 | 0.062073 | 0.030083 | 0.032969 | 0.013391 | 0.025446 | 0.021825 | 0.01715 | 0.0074163 | 0.012252 | 0.011926 | 0.016223 | 0.028451 | 0.032288 | 0.024555 | 0.0072938
2015-10-01 | 0.013049 | 0.014848 | 0.010892 | 0.009727 | 0.01387 | 0.011495 | 0.011534 | 0.0091214 | 0.006084 | 0.0019464 | 0.0023149 | 0.0090123 | 0.012217 | 0.0086892 | 0.007764 | 0.024653 | 0.02308 | 0.025477 | 0.0098982 | 0.011238 | 0.023491 | 0.027061 | 0.025611 | 0.013765
2015-10-02 | 0.016382 | 0.010787 | 0.011093 | 0.0089446 | 0.012462 | 0.018097 | 0.0066451 | 0.0022914 | 0.010144 | 0.0016869 | 0.0035476 | 0.0093801 | 0.002736 | 0.0092163 | 0.019013 | 0.018127 | 0.026099 | 0.025421 | 0.010893 | 0.011193 | 0.032229 | 0.021283 | 0.029324 | 0.015314
2015-10-03 | 0.014223 | 0.016029 | 0.027968 | 0.030416 | 0.025347 | 0.020022 | 0.014532 | 0.014207 | 0.0074648 | 0.0041587 | 0.004182 | 0.0074868 | 0.003173 | 0.0095228 | 0.022661 | 0.014872 | 0.084503 | 0.018468 | 0.0056789 | 0.0024027 | 0.026747 | 0.028289 | 0.030907 | 0.012061
2015-10-04 | 0.010159 | 0.0086477 | 0.014188 | 0.012875 | 0.011723 | 0.01693 | 0.027358 | 0.011491 | 0.011862 | 0.012782 | 0.017621 | 0.020652 | 0.018647 | 0.01638 | 0.022609 | 0.015499 | 0.015957 | 0.0027378 | 0.031147 | 0.0078474 | 0.026833 | 0.023999 | 0.032069 | 0.0051474
2015-10-05 | 0.0076212 | 0.0044343 | 0.0043528 | 0.0033591 | 0.0191 | 0.20124 | 0.019575 | 0.022922 | 0.017139 | 0.030119 | 0.026122 | 0.052329 | 0.0304 | 0.023236 | 0.017372 | 0.019741 | 0.013956 | 0.008859 | 0.015183 | 0.014063 | 0.018601 | 0.0093872 | 0.020651 | 0.0073788
2015-10-06 | 0.009006 | 0.007469 | 0.0079617 | 0.0069308 | 0.015033 | 0.010636 | 0.010761 | 0.0077351 | 0.011855 | 0.010834 | 0.0081627 | 0.020084 | 0.010404 | 0.032294 | 0.015981 | 0.0042042 | 0.0022791 | 0.0098147 | 0.12164 | 0.039226 | 0.029343 | 0.014967 | 0.0072427 | 0.0060816
2015-10-07 | 0.0035019 | 0.0078656 | 0.0072592 | 0.0074079 | 0.025001 | 0.036661 | 0.00991 | 0.011142 | 0.011696 | 0.0098648 | 0.015912 | 0.025932 | 0.032427 | 0.0554 | 0.0026102 | 0.0044262 | 0.011423 | 0.014209 | 0.044134 | 0.013347 | 0.030221 | 0.02183 | 0.0073618 | 0.020455
2015-10-08 | 0.011429 | 0.0077924 | 0.012662 | 0.0054963 | 0.021484 | 0.014136 | 0.054122 | 0.016768 | 0.01953 | 0.041119 | 0.01935 | 0.034034 | 0.02749 | 0.020451 | 0.022575 | 0.05058 | 0.017853 | 0.010138 | 0.037833 | 0.015103 | 0.024562 | 0.039216 | 0.035688 | 0.0091761
2015-10-09 | 0.0069915 | 0.0088226 | 0.011552 | 0.026156 | 0.042313 | 0.027054 | 0.0087321 | 0.020235 | 0.012204 | 0.010236 | 0.0029685 | 0.0051956 | 0.0041235 | 0.0098313 | 0.0066959 | 0.0056678 | 0.0067031 | 0.0037952 | 0.0024282 | 0.0034018 | 0.011101 | 0.0085533 | 0.022153 | 0.013974
2015-10-10 | 0.027013 | 0.020009 | 0.028402 | 0.023524 | 0.041163 | 0.041965 | 0.038513 | 0.022756 | 0.03009 | 0.01748 | 0.0096103 | 0.0055766 | 0.017899 | 0.018274 | 0.033663 | 0.03193 | 0.031028 | 0.006358 | 0.00943 | 0.0031366 | 0.058255 | 0.038403 | 0.02714 | 0.030455
2015-10-11 | 0.034804 | 0.027086 | 0.030452 | 0.037099 | 0.021323 | 0.018595 | 0.044437 | 0.061498 | 0.02507 | 0.02427 | 0.017693 | 0.0085887 | 0.016709 | 0.024304 | 0.031779 | 0.018327 | 0.01055 | 0.0039428 | 0.0098087 | 0.0073771 | 0.032475 | 0.022261 | 0.015441 | 0.011433
2015-10-12 | 0.014567 | 0.021998 | 0.021631 | 0.023289 | 0.03378 | 0.057241 | 0.026909 | 0.019427 | 0.010324 | 0.0088188 | 0.012653 | 0.02849 | 0.043357 | 0.012467 | 0.011226 | 0.013067 | 0.0006688 | 0.0030329 | 0.018004 | 0.017541 | 0.027036 | 0.016285 | 0.01557 | 0.013252
2015-10-13 | 0.007686 | 0.014547 | 0.016913 | 0.022427 | 0.014661 | 0.010731 | 0.022236 | 0.013191 | 0.015054 | 0.013389 | 0.0066295 | 0.011718 | 0.017683 | 0.013136 | 0.010531 | 0.018972 | 0.0079636 | 0.016841 | 0.025415 | 0.013386 | 0.026698 | 0.015661 | 0.013505 | 0.012648
2015-10-14 | 0.013699 | 0.012491 | 0.0097759 | 0.0048358 | 0.012468 | 0.015157 | 0.048347 | 0.022343 | 0.024637 | 0.040081 | 0.035702 | 0.024813 | 0.023528 | 0.021362 | 0.10188 | 0.020177 | 0.0077795 | 0.069076 | 0.092606 | 0.0092252 | 0.022049 | 0.080419 | 0.020973 | 0.0083995
2015-10-15 | 0.012808 | 0.010505 | 0.015463 | 0.0097099 | 0.034896 | 0.020804 | 0.017767 | 0.020797 | 0.023592 | 0.025878 | 0.023387 | 0.017696 | 0.018602 | 0.02245 | 0.024809 | 0.02131 | 0.012184 | 0.0032631 | 0.0086327 | 0.028359 | 0.032367 | 0.020325 | 0.025998 | 0.019128
2015-10-16 | 0.019716 | 0.011771 | 0.016907 | 0.0091854 | 0.027144 | 0.015167 | 0.014269 | 0.014299 | 0.015443 | 0.023762 | 0.024886 | 0.030473 | 0.025687 | 0.021237 | 0.019219 | 0.022516 | 0.021999 | 0.014749 | 0.011992 | 0.014673 | 0.047465 | 0.038064 | 0.026006 | 0.03107
2015-10-17 | 0.024253 | 0.015068 | 0.016106 | 0.019078 | 0.020902 | 0.03383 | 0.098902 | 0.020481 | 0.015589 | 0.014559 | 0.016652 | 0.01806 | 0.020032 | 0.017058 | 0.018844 | 0.022538 | 0.028824 | 0.09337 | 0.0090296 | 0.017844 | 0.038621 | 0.030007 | 0.0231 | 0.018387
2015-10-18 | 0.019545 | 0.019195 | 0.017133 | 0.018981 | 0.031111 | 0.035054 | 0.03197 | 0.048982 | 0.015385 | 0.018055 | 0.026328 | 0.021142 | 0.024125 | 0.021306 | 0.021856 | 0.057844 | 0.024975 | 0.017924 | 0.04437 | 0.010426 | 0.044229 | 0.026251 | 0.031936 | 0.028292
2015-10-19 | 0.019744 | 0.03266 | 0.027511 | 0.02704 | 0.033346 | 0.061046 | 0.047484 | 0.036096 | 0.01892 | 0.027105 | 0.0203 | 0.036162 | 0.026675 | 0.031213 | 0.024802 | 0.03136 | 0.026908 | 0.029377 | 0.017503 | 0.0034506 | 0.043223 | 0.028398 | 0.037941 | 0.023949
2015-10-20 | 0.03111 | 0.040824 | 0.021495 | 0.028921 | 0.048302 | 0.087606 | 0.042257 | 0.051549 | 0.056724 | 0.040276 | 0.041468 | 0.02906 | 0.052583 | 0.11522 | 0.049936 | 0.051091 | 0.066183 | 0.043381 | 0.040197 | 0.032044 | 0.041079 | 0.035232 | 0.038952 | 0.04242
2015-10-21 | 0.028227 | 0.20176 | 0.037526 | 0.031837 | 0.049218 | 0.15942 | 0.045057 | 0.039448 | 0.040149 | 0.035741 | 0.035271 | 0.043997 | 0.058653 | 0.10448 | 0.20918 | 0.030362 | 0.027179 | 0.019735 | 0.0087327 | 0.051534 | 0.030778 | 0.022974 | 0.015924 | 0.013891
2015-10-22 | 0.02377 | 0.013168 | 0.012409 | 0.014011 | 0.017778 | 0.03234 | 0.004524 | 0.017862 | 0.018102 | 0.027762 | 0.022967 | 0.03092 | 0.037974 | 0.029944 | 0.027378 | 0.075394 | 0.027493 | 0.039737 | 0.023583 | 0.021002 | 0.034487 | 0.027361 | 0.022046 | 0.018331
2015-10-23 | 0.016664 | 0.022247 | 0.010736 | 0.01283 | 0.01123 | 0.017014 | 0.01105 | 0.014525 | 0.023012 | 0.026398 | 0.10713 | 0.026008 | 0.045893 | 0.020596 | 0.026232 | 0.022107 | 0.027293 | 0.020893 | 0.0047488 | 0.03401 | 0.026959 | 0.02039 | 0.027847 | 0.023082
2015-10-24 | 0.016558 | 0.014628 | 0.018807 | 0.019889 | 0.029855 | 0.057686 | 0.022179 | 0.013833 | 0.016805 | 0.014814 | 0.02955 | 0.022587 | 0.031863 | 0.016668 | 0.023114 | 0.02075 | 0.021053 | 0.0074352 | 0.0021728 | 0.0063562 | 0.024642 | 0.031607 | 0.031065 | 0.021676
2015-10-25 | 0.024692 | 0.014039 | 0.02333 | 0.016595 | 0.026909 | 0.031512 | 0.02723 | 0.024723 | 0.027194 | 0.034388 | 0.019355 | 0.027655 | 0.020249 | 0.038497 | 0.032137 | 0.035662 | 0.023166 | 0.033621 | 0.0068055 | 0.063657 | 0.045508 | 0.038907 | 0.018537 | 0.019551
2015-10-26 | 0.016872 | 0.018858 | 0.020158 | 0.016454 | 0.025453 | 0.02443 | 0.029095 | 0.0069972 | 0.019796 | 0.026841 | 0.035171 | 0.019261 | 0.023056 | 0.023739 | 0.026085 | 0.023423 | 0.015802 | 0.12995 | 0.0030913 | 0.0031018 | 0.030633 | 0.021527 | 0.021885 | 0.014044
2015-10-27 | 0.012135 | 0.014427 | 0.010238 | 0.027142 | 0.023542 | 0.031419 | 0.0093953 | 0.0052751 | 0.026395 | 0.017192 | 0.045922 | 0.01971 | 0.022426 | 0.023528 | 0.022216 | 0.018258 | 0.010072 | 0.032586 | 0.0044513 | 0.0069331 | 0.027704 | 0.020994 | 0.014526 | 0.005631
2015-10-28 | 0.0075669 | 0.0081135 | 0.0073575 | 0.010888 | 0.012397 | 0.012762 | 0.009711 | 0.029703 | 0.027925 | 0.020703 | 0.030057 | 0.02291 | 0.032737 | 0.023067 | 0.03593 | 0.036836 | 0.025098 | 0.0029827 | 0.0032675 | 0.018514 | 0.022804 | 0.016865 | 0.021517 | 0.019131
2015-10-29 | 0.016513 | 0.01564 | 0.015069 | 0.018203 | 0.018147 | 0.021113 | 0.022329 | 0.018679 | 0.018462 | 0.021568 | 0.019714 | 0.02167 | 0.024015 | 0.020633 | 0.018826 | 0.021926 | 0.017346 | 0.019364 | 0.0050506 | 0.014871 | 0.019071 | 0.018927 | 0.020307 | 0.00994
2015-10-30 | 0.0056032 | 0.0055812 | 0.0077437 | 0.017199 | 0.018685 | 0.009129 | 0.056413 | 0.0040861 | 0.020965 | 0.032183 | 0.02773 | 0.024022 | 0.022757 | 0.023536 | 0.02271 | 0.021571 | 0.020836 | 0.0034275 | 0.002997 | 0.012203 | 0.022968 | 0.028289 | 0.028258 | 0.014826
2015-10-31 | 0.018471 | 0.011296 | 0.029194 | 0.022648 | 0.026642 | 0.021597 | 0.019918 | 0.021459 | 0.014118 | 0.021877 | 0.021171 | 0.02305 | 0.030616 | 0.021787 | 0.021855 | 0.021363 | 0.011764 | 0.02238 | 0.015599 | 0.016106 | 0.017043 | 0.021139 | 0.023207 | 0.025318
2015-11-01 | 0.023884 | 0.015952 | 0.011746 | 0.016847 | 0.010218 | 0.019776 | 0.014669 | 0.019453 | 0.01277 | 0.020572 | 0.018421 | 0.018249 | 0.025086 | 0.021702 | 0.017813 | 0.020941 | 0.013954 | 0.017545 | 0.0030216 | 0.0059363 | 0.0077998 | 0.0054542 | 0.01726 | 0.022895
2015-11-02 | 0.006461 | 0.0053107 | 0.0084488 | 0.0060859 | 0.0082933 | 0.023899 | 0.022674 | 0.020804 | 0.018257 | 0.034005 | 0.02666 | 0.052756 | 0.041894 | 0.036183 | 0.030531 | 0.025092 | 0.028364 | 0.040733 | 0.034002 | 0.0077688 | 0.032238 | 0.021824 | 0.018875 | 0.022789
2015-11-03 | 0.0093303 | 0.0087765 | 0.0083412 | 0.022608 | 0.016212 | 0.028897 | 0.023321 | 0.0698 | 0.025795 | 0.022566 | 0.026742 | 0.11775 | 0.072086 | 0.071817 | 0.049801 | 0.037398 | 0.036595 | 0.050991 | 0.26775 | 0.025682 | 0.027936 | 0.026936 | 0.025 | 0.021578
2015-11-04 | 0.023267 | 0.018165 | 0.011561 | 0.0073843 | 0.020963 | 0.028849 | 0.086238 | 0.018728 | 0.03063 | 0.023321 | 0.055199 | 0.026676 | 0.033413 | 0.029461 | 0.060298 | 0.026663 | 0.040657 | 0.10992 | 0.068903 | 0.0045636 | 0.033906 | 0.029392 | 0.025098 | 0.016533
2015-11-05 | 0.0056007 | 0.0052873 | 0.0075173 | 0.0061573 | 0.021842 | 0.028 | 0.031644 | 0.032147 | 0.12859 | 0.11763 | 0.049106 | 0.058439 | 0.039071 | 0.02559 | 0.022922 | 0.059498 | 0.020035 | 0.032607 | 0.0085883 | 0.00783 | 0.032173 | 0.021085 | 0.021562 | 0.033655
2015-11-06 | 0.028569 | 0.020595 | 0.0069955 | 0.0093709 | 0.013272 | 0.027341 | 0.028077 | 0.024269 | 0.025854 | 0.025329 | 0.01327 | 0.012433 | 0.015715 | 0.016738 | 0.037196 | 0.023465 | 0.023348 | 0.03648 | 0.017415 | 0.021814 | 0.030747 | 0.025027 | 0.024728 | 0.02862
2015-11-07 | 0.020696 | 0.021999 | 0.021115 | 0.02512 | 0.021828 | 0.020739 | 0.014172 | 0.010307 | 0.0080155 | 0.021201 | 0.030188 | 0.031684 | 0.032287 | 0.031198 | 0.026227 | 0.013217 | 0.020774 | 0.026903 | 0.009999 | 0.016577 | 0.017624 | 0.017484 | 0.02183 | 0.029896
2015-11-08 | 0.014224 | 0.0032308 | 0.012599 | 0.025164 | 0.028119 | 0.032741 | 0.075504 | 0.019777 | 0.026735 | 0.01823 | 0.024101 | 0.023768 | 0.013202 | 0.019702 | 0.010414 | 0.026236 | 0.020028 | 0.1214 | 0.00315 | 0.0021251 | 0.02498 | 0.034594 | 0.023873 | 0.03556
2015-11-09 | 0.021167 | 0.0070467 | 0.019713 | 0.023749 | 0.024521 | 0.029162 | 0.018849 | 0.0033137 | 0.0026442 | 0.012716 | 0.016915 | 0.041873 | 0.062804 | 0.031216 | 0.02198 | 0.026131 | 0.024277 | 0.02448 | 0.010876 | 0.0023205 | 0.01772 | 0.032632 | 0.030003 | 0.024433
2015-11-10 | 0.0022194 | 0.0022386 | 0.0054432 | 0.0031488 | 0.020038 | 0.026388 | 0.062841 | 0.020986 | 0.034517 | 0.067809 | 0.039064 | 0.033114 | 0.03444 | 0.046808 | 0.032887 | 0.024262 | 0.024251 | 0.022502 | 0.0063079 | 0.0036004 | 0.020439 | 0.049282 | 0.035733 | 0.029948
2015-11-11 | 0.023167 | 0.024085 | 0.023877 | 0.026069 | 0.028035 | 0.025727 | 0.01678 | 0.0038167 | 0.01382 | 0.022537 | 0.023948 | 0.027584 | 0.027197 | 0.025179 | 0.0274 | 0.02299 | 0.023296 | 0.0057308 | 0.00399 | 0.0026164 | 0.022164 | 0.034908 | 0.02744 | 0.022357
2015-11-12 | 0.026558 | 0.02598 | 0.023412 | 0.019561 | 0.017102 | 0.022735 | 0.02343 | 0.02421 | 0.014321 | 0.0085268 | 0.025357 | 0.022698 | 0.025129 | 0.027748 | 0.025505 | 0.028543 | 0.019913 | 0.0067349 | 0.0031491 | 0.0038512 | 0.022998 | 0.033204 | 0.035852 | 0.034153
2015-11-13 | 0.014956 | 0.021489 | 0.014609 | 0.02237 | 0.017416 | 0.027392 | 0.0062815 | 0.0096336 | 0.020806 | 0.027869 | 0.021509 | 0.041137 | 0.020515 | 0.023753 | 0.020632 | 0.021661 | 0.026664 | 0.028876 | 0.0016238 | 0.0028346 | 0.021341 | 0.017259 | 0.020199 | 0.014074
2015-11-14 | 0.014635 | 0.018474 | 0.015007 | 0.021569 | 0.019053 | 0.019327 | 0.012162 | 0.026114 | 0.016607 | 0.022748 | 0.023497 | 0.025219 | 0.032497 | 0.02294 | 0.023868 | 0.028693 | 0.024321 | 0.016772 | 0.016853 | 0.0022997 | 0.070617 | 0.031808 | 0.029104 | 0.033556
2015-11-15 | 0.018105 | 0.023678 | 0.018511 | 0.01629 | 0.015873 | 0.026292 | 0.025447 | 0.028547 | 0.015624 | 0.01699 | 0.031701 | 0.02755 | 0.029333 | 0.028658 | 0.022122 | 0.017363 | 0.019639 | 0.031376 | 0.011822 | 0.0080839 | 0.03277 | 0.026222 | 0.019734 | 0.018188
2015-11-16 | 0.0067649 | 0.0061373 | 0.0069164 | 0.0084235 | 0.018756 | 0.018101 | 0.01489 | 0.014606 | 0.0017601 | 0.005202 | 0.020627 | 0.017283 | 0.020597 | 0.019321 | 0.022112 | 0.017164 | 0.015814 | 0.024751 | 0.0063469 | 0.003999 | 0.028796 | 0.022396 | 0.0098565 | 0.029805
2015-11-17 | 0.006391 | 0.006769 | 0.011362 | 0.024813 | 0.020592 | 0.053776 | 0.035574 | 0.00969 | 0.016935 | 0.018993 | 0.051277 | 0.016469 | 0.022746 | 0.0093156 | 0.015828 | 0.020052 | 0.023177 | 0.010861 | 0.018384 | 0.055809 | 0.029056 | 0.008551 | 0.0023142 | 0.0032875
2015-11-18 | 0.0085391 | 0.0061235 | 0.0040775 | 0.0079703 | 0.011331 | 0.013932 | 0.023303 | 0.02282 | 0.019611 | 0.022612 | 0.040881 | 0.08067 | 0.080324 | 0.039089 | 0.039626 | 0.024902 | 0.053151 | 0.016838 | 0.043707 | 0.10819 | 0.095984 | 0.024749 | 0.025573 | 0.022918
2015-11-19 | 0.0087561 | 0.016318 | 0.012307 | 0.0064544 | 0.0080159 | 0.024028 | 0.015054 | 0.025621 | 0.022013 | 0.038522 | 0.07504 | 0.01978 | 0.013529 | 0.021448 | 0.019382 | 0.00987 | 0.011176 | 0.016912 | 0.0058609 | 0.0029085 | 0.0032532 | 0.025247 | 0.016519 | 0.0063799
2015-11-20 | 0.0058652 | 0.0051791 | 0.0077961 | 0.0031668 | 0.0048752 | 0.007896 | 0.014807 | 0.012798 | 0.023324 | 0.015569 | 0.022515 | 0.016233 | 0.028631 | 0.014827 | 0.0003444 | 0.0003403 | 0.0003485 | 0.028388 | 0.0003698 | 0.0003432 | 0.0003471 | 0.025844 | 0.016808 | 0.019811
2015-11-21 | 0.0065812 | 0.012311 | 0.001394 | 0.0013833 | 0.004641 | 0.014481 | 0.024573 | 0.072138 | 0.020375 | 0.026834 | 0.02003 | 0.012645 | 0.020584 | 0.009961 | 0.0061741 | 0.0079348 | 0.010649 | 0.0024285 | 0.0009216 | 0.0025165 | 0.014745 | 0.012971 | 0.035245 | 0.019748
2015-11-22 | 0.006515 | 0.0055856 | 0.016678 | 0.010922 | 0.011116 | 0.012196 | 0.006191 | 0.043187 | 0.010147 | 0.013691 | 0.0067496 | 0.021284 | 0.0086688 | 0.0058622 | 0.0070205 | 0.0098055 | 0.0052164 | 0.010107 | 0.0033971 | 0.0033599 | 0.0097316 | 0.0080066 | 0.041378 | 0.0076139
2015-11-23 | 0.025886 | 0.016046 | 0.0092877 | 0.042891 | 0.018462 | 0.087021 | 0.095503 | 0.14345 | 0.0090025 | 0.00041 | 0.0004814 | 0.14459 | 0.017116 | 0.015197 | 0.0003784 | 0.0074035 | 0.018465 | 0.11499 | 0.019253 | 0.0016605 | 0.039468 | 0.056293 | 0.010377 | 0.0002772
2015-11-24 | 0.008192 | 0.014238 | 0.016488 | 0.017856 | 0.016255 | 0.022825 | 0.012159 | 0.067944 | 0.007446 | 0.01699 | 0.014464 | 0.0098298 | 0.021008 | 0.0097782 | 0.017242 | 0.0088608 | 0.0056196 | 0.0090402 | 0.0027503 | 0.0020655 | 0.011854 | 0.01463 | 0.052712 | 0.01502
2015-11-25 | 0.013836 | 0.010219 | 0.011399 | 0.01047 | 0.0047059 | 0.0091913 | 0.0035773 | 0.005977 | 0.034382 | 0.0096082 | 0.0064461 | 0.0097117 | 0.0092446 | 0.014388 | 0.004814 | 0.0081625 | 0.0024192 | 0.0026124 | 0.0074559 | 0.0043172 | 0.00399 | 0.018065 | 0.011028 | 0.010001
2015-11-26 | 0.014037 | 0.0076028 | 0.0071435 | 0.0084997 | 0.0079257 | 0.011625 | 0.010037 | 0.0097071 | 0.013031 | 0.0065124 | 0.012029 | 0.0099193 | 0.0038974 | 0.067779 | 0.014474 | 0.0091468 | 0.007602 | 0.0065313 | 0.0067628 | 0.010473 | 0.0075885 | 0.0081993 | 0.011297 | 0.013692
2015-11-27 | 0.0090267 | 0.014577 | 0.012555 | 0.010117 | 0.012379 | 0.011381 | 0.0066988 | 0.005168 | 0.004103 | 0.005543 | 0.012161 | 0.00766 | 0.009137 | 0.010733 | 0.010261 | 0.009464 | 0.010328 | 0.013738 | 0.0059476 | 0.0068495 | 0.022313 | 0.0083995 | 0.021994 | 0.0063472
2015-11-28 | 0.012168 | 0.011094 | 0.013394 | 0.0094563 | 0.11436 | 0.031419 | 0.0084793 | 0.01103 | 0.0093759 | 0.011122 | 0.013198 | 0.01639 | 0.019147 | 0.011773 | 0.010866 | 0.010083 | 0.014105 | 0.0075905 | 0.0065048 | 0.0066702 | 0.019196 | 0.022143 | 0.029805 | 0.011494
2015-11-29 | 0.010978 | 0.008659 | 0.0093956 | 0.011404 | 0.010529 | 0.013824 | 0.0094947 | 0.0089934 | 0.0090411 | 0.0071091 | 0.018098 | 0.016207 | 0.0094264 | 0.011304 | 0.01611 | 0.011193 | 0.021429 | 0.019988 | 0.0082513 | 0.0068968 | 0.079872 | 0.024397 | 0.0195 | 0.019613
2015-11-30 | 0.010245 | 0.0055472 | 0.0053255 | 0.0075308 | 0.0051009 | 0.010491 | 0.011792 | 0.014032 | 0.0052031 | 0.0027343 | 0.017183 | 0.013267 | 0.057485 | 0.02032 | 0.016582 | 0.018105 | 0.019818 | 0.016038 | 0.016362 | 0.011878 | 0.012332 | 0.027782 | 0.019498 | 0.022293
2015-12-01 | 0.011203 | 0.011531 | 0.013809 | 0.0063023 | 0.0083853 | 0.009343 | 0.016201 | 0.02346 | 0.018375 | 0.019962 | 0.018568 | 0.032629 | 0.031794 | 0.026589 | 0.035466 | 0.070616 | 0.11568 | 0.11642 | 0.047751 | 0.013894 | 0.020073 | 0.040285 | 0.014745 | 0.01921
2015-12-02 | 0.01261 | 0.012227 | 0.0094095 | 0.0084201 | 0.011702 | 0.021068 | 0.019216 | 0.0098473 | 0.094203 | 0.018493 | 0.027398 | 0.018498 | 0.0097362 | 0.016531 | 0.013191 | 0.0080427 | 0.092864 | 0.083705 | 0.027893 | 0.003513 | 0.007774 | 0.0068553 | 0.14472 | 0.012078
2015-12-03 | 0.0060528 | 0.013432 | 0.076752 | 0.015748 | 0.018655 | 0.020623 | 0.013601 | 0.015886 | 0.039939 | 0.013422 | 0.012641 | 0.010045 | 0.02049 | 0.021087 | 0.015404 | 0.005331 | 0.02141 | 0.17008 | 0.11078 | 0.038628 | 0.012974 | 0.022197 | 0.058209 | 0.014015
2015-12-04 | 0.014694 | 0.084358 | 0.042331 | 0.01871 | 0.014412 | 0.023247 | 0.13097 | 0.039826 | 0.0085074 | 0.014221 | 0.021981 | 0.022892 | 0.016108 | 0.01898 | 0.013904 | 0.011087 | 0.007896 | 0.10534 | 0.0019523 | 0.024683 | 0.048621 | 0.044103 | 0.013922 | 0.015701
2015-12-05 | 0.039331 | 0.051822 | 0.02517 | 0.015163 | 0.01736 | 0.020543 | 0.022272 | 0.011378 | 0.11064 | 0.111 | 0.017899 | 0.0084282 | 0.008935 | 0.010149 | 0.0080532 | 0.013787 | 0.013234 | 0.010648 | 0.058235 | 0.034863 | 0.012091 | 0.018769 | 0.015015 | 0.022112
2015-12-06 | 0.016529 | 0.019836 | 0.023996 | 0.020255 | 0.018906 | 0.029095 | 0.010853 | 0.038284 | 0.0193 | 0.011438 | 0.016931 | 0.014177 | 0.021934 | 0.031619 | 0.016044 | 0.0132 | 0.018845 | 0.01684 | 0.010349 | 0.022449 | 0.018876 | 0.024408 | 0.019573 | 0.026782
2015-12-07 | 0.0086158 | 0.019359 | 0.01796 | 0.025904 | 0.024762 | 0.015683 | 0.015528 | 0.019858 | 0.014908 | 0.01491 | 0.013485 | 0.016082 | 0.032514 | 0.02825 | 0.02716 | 0.018553 | 0.02306 | 0.027986 | 0.012192 | 0.019979 | 0.026056 | 0.050468 | 0.026692 | 0.023823
2015-12-08 | 0.018211 | 0.0078204 | 0.016851 | 0.020979 | 0.017649 | 0.016251 | 0.01506 | 0.0034579 | 0.0046869 | 0.016132 | 0.028405 | 0.026135 | 0.025159 | 0.020638 | 0.022289 | 0.017724 | 0.017199 | 0.012501 | 0.019028 | 0.014438 | 0.027116 | 0.021655 | 0.023926 | 0.024318
2015-12-09 | 0.021351 | 0.022231 | 0.022155 | 0.026623 | 0.022821 | 0.02216 | 0.17565 | 0.071377 | 0.047889 | 0.048154 | 0.083916 | 0.02755 | 0.025131 | 0.025841 | 0.028347 | 0.047619 | 0.03421 | 0.029212 | 0.012846 | 0.0090704 | 0.022721 | 0.024693 | 0.020334 | 0.013819
2015-12-10 | 0.023251 | 0.018171 | 0.022354 | 0.020065 | 0.022971 | 0.025792 | 0.039952 | 0.036629 | 0.1286 | 0.1797 | 0.064062 | 0.11687 | 0.028119 | 0.041845 | 0.018636 | 0.017765 | 0.026915 | 0.0079985 | 0.0067038 | 0.0060798 | 0.0029975 | 0.022217 | 0.019172 | 0.025282
2015-12-11 | 0.011879 | 0.012113 | 0.022944 | 0.011681 | 0.016727 | 0.022568 | 0.014645 | 0.003067 | 0.016808 | 0.023745 | 0.024583 | 0.022981 | 0.019485 | 0.020101 | 0.020876 | 0.022194 | 0.011011 | 0.0043451 | 0.0023475 | 0.0030845 | 0.0225 | 0.023838 | 0.022124 | 0.02586
2015-12-12 | 0.020319 | 0.01987 | 0.024125 | 0.0236 | 0.023635 | 0.027203 | 0.022797 | 0.019704 | 0.018617 | 0.02633 | 0.020247 | 0.017183 | 0.02419 | 0.024573 | 0.022135 | 0.025152 | 0.02579 | 0.033528 | 0.020537 | 0.018238 | 0.028342 | 0.022084 | 0.027415 | 0.024967
2015-12-13 | 0.017715 | 0.0098264 | 0.0082499 | 0.015304 | 0.01372 | 0.012872 | 0.012547 | 0.0087865 | 0.012182 | 0.010402 | 0.013382 | 0.017062 | 0.026107 | 0.014655 | 0.0081595 | 0.0078964 | 0.030296 | 0.033654 | 0.012878 | 0.018473 | 0.019275 | 0.028339 | 0.029969 | 0.024122
2015-12-14 | 0.014699 | 0.01263 | 0 | 0 | 0.01059 | 0.014175 | 0.013472 | 0.015175 | 0.019788 | 0.015365 | 0.018967 | 0.020641 | 0.0099548 | 0.019152 | 0.0097131 | 0.032032 | 0.020049 | 0.014178 | 0.030614 | 0.0073649 | 0.015547 | 0.021623 | 0.027893 | 0.022372
2015-12-15 | 0.01046 | 0.010955 | 0.016475 | 0.0071409 | 0.012414 | 0.013336 | 0.013713 | 0.013992 | 0.012244 | 0.0015722 | 0.000192 | 0.0001968 | 0.0003276 | 0.022515 | 0.020167 | 0.0086976 | 0.0036463 | 0.069216 | 0.013514 | 0.0052768 | 0.018657 | 0.021896 | 0.025429 | 0.023602
2015-12-16 | 0.025335 | 0.018456 | 0.026107 | 0.018651 | 0.012468 | 0.015891 | 0.019747 | 0.0061317 | 0.0081523 | 0.016075 | 0.000272 | 0.000238 | 0.0002408 | 0.0023363 | 0.01794 | 0.0015921 | 0.0298 | 0.0073702 | 0.002643 | 0.0033701 | 0.014634 | 0.017271 | 0.029028 | 0.024894
2015-12-17 | 0.020759 | 0.012009 | 0.0097255 | 0.010587 | 0.010698 | 0.009541 | 0.046907 | 0.015131 | 0.048683 | 0.027578 | 0.034202 | 0.028626 | 0.021404 | 0.025577 | 0.0278 | 0.017686 | 0.023077 | 0.000696 | 0.0003168 | 0.0003024 | 0.00077965 | 0.020519 | 0.023712 | 0.014121
2015-12-18 | 0.0044078 | 0.006559 | 0.0083889 | 0.0071851 | 0.0052633 | 0.015152 | 0.0084793 | 0.0010898 | 0.0002016 | 0.0097941 | 0.0065645 | 0.0052757 | 0.0028576 | 0.0087706 | 0.0028202 | 0.002421 | 0.023769 | 0.03108 | 0.016168 | 0.0011952 | 0.0030014 | 0.014748 | 0.00542 | 0.0088425
2015-12-19 | 0.022692 | 0.023526 | 0.016095 | 0.025797 | 0.027051 | 0.029286 | 0.03222 | 0.07293 | 0.004488 | 0.0090227 | 0.013294 | 0.0057377 | 0.021411 | 0.017855 | 0.02235 | 0.020071 | 0.018114 | 0.020253 | 0.005657 | 0.0062899 | 0.029512 | 0.041241 | 0.03129 | 0.015123
2015-12-20 | 0.019443 | 0.017115 | 0.010262 | 0.019959 | 0.0076227 | 0.021065 | 0.024197 | 0.019669 | 0.014758 | 0.017235 | 0.0043107 | 0.045588 | 0.014682 | 0.0078433 | 0.0093282 | 0.004227 | 0.0077871 | 0.0061766 | 0.0047663 | 0.006623 | 0.0059157 | 0.017989 | 0.019341 | 0.01371
2015-12-21 | 0.0073714 | 0.0045327 | 0.013944 | 0.0096377 | 0.011898 | 0.02247 | 0.011023 | 0.0036057 | 0.0038588 | 0.005587 | 0.0086503 | 0.018289 | 0.018089 | 0.015663 | 0.012673 | 0.011497 | 0.011555 | 0.0067946 | 0.0034523 | 0.0030552 | 0.0024303 | 0.016361 | 0.0085521 | 0.022837
2015-12-22 | 0.014066 | 0.0097161 | 0.009566 | 0.0075855 | 0.0075949 | 0.0084557 | 0.022525 | 0.021864 | 0.071161 | 0.058541 | 0.015189 | 0.0023239 | 0.0021242 | 0.007927 | 0.0098494 | 0.012947 | 0.001731 | 0.013922 | 0.026068 | 0.012227 | 0.016846 | 0.021723 | 0.028203 | 0.021349
2015-12-23 | 0.011386 | 0.025216 | 0.0084111 | 0.014004 | 0.010597 | 0.012166 | 0.0085961 | 0.014667 | 0.013003 | 0.020898 | 0.03994 | 0.012812 | 0.024096 | 0.069087 | 0.022984 | 0.011421 | 0.0043344 | 0.0068669 | 0.00092288 | 0.0073585 | 0.017011 | 0.01404 | 0.012012 | 0.011574
2015-12-24 | 0.013429 | 0.036987 | 0.012254 | 0.01473 | 0.0093875 | 0.007208 | 0.016212 | 0.014668 | 0.014984 | 0.0074835 | 0.0046163 | 0.0002805 | 0.041285 | 0.0031221 | 0.0081898 | 0.0069798 | 0.0065397 | 0.0040943 | 0.0059293 | 0.0076204 | 0.0030011 | 0.0093448 | 0.014434 | 0.013584
2015-12-25 | 0.011334 | 0.028044 | 0.021371 | 0.012877 | 0.0070612 | 0.011543 | 0.0075504 | 0.014633 | 0.0088617 | 0.0024773 | 0.0044376 | 0.01146 | 0.012798 | 0.0087632 | 0.011884 | 0.010451 | 0.0079558 | 0.0065671 | 0.011187 | 0.010111 | 0.016828 | 0.016003 | 0.014316 | 0.012453
2015-12-26 | 0.018756 | 0.025332 | 0.0072593 | 0.013694 | 0.016392 | 0.010484 | 0.014172 | 0.05908 | 0.037635 | 0.0062212 | 0.016768 | 0.018365 | 0.012416 | 0.01266 | 0.01556 | 0.012463 | 0.012604 | 0.014373 | 0.0087401 | 0.0050741 | 0.026285 | 0.019735 | 0.029572 | 0.024044
2015-12-27 | 0.015528 | 0.016441 | 0.012164 | 0.0068996 | 0.010338 | 0.0083681 | 0.0089455 | 0.010763 | 0.013262 | 0.015783 | 0.016207 | 0.02002 | 0.019948 | 0.016865 | 0.02151 | 0.016289 | 0.024677 | 0.031084 | 0.013251 | 0.019969 | 0.021925 | 0.023785 | 0.022156 | 0.01523
2015-12-28 | 0.012662 | 0.0091991 | 0.0059684 | 0.011646 | 0.009927 | 0.012034 | 0.01119 | 0.027751 | 0.031641 | 0.0066661 | 0.033747 | 0.016699 | 0.084506 | 0.03759 | 0.020751 | 0.01929 | 0.0025647 | 0.037456 | 0.012159 | 0.0023931 | 0.0038715 | 0.015971 | 0.017873 | 0.029315
2015-12-29 | 0.0098642 | 0.010299 | 0.0065394 | 0.010022 | 0.007215 | 0.01123 | 0.0076161 | 0.0098843 | 0.0023792 | 0.0027859 | 0.002907 | 0.0053072 | 0.014881 | 0.0098562 | 0.0090543 | 0.0075184 | 0.0047706 | 0.053976 | 0.014155 | 0.0057797 | 0.003932 | 0.017603 | 0.018723 | 0.01082
2015-12-30 | 0.0061952 | 0.0059469 | 0.0058362 | 0.0039808 | 0.0096893 | 0.0080721 | 0.008075 | 0.0085095 | 0.0034462 | 0.0026776 | 0.0049929 | 0.0031557 | 0.01252 | 0.006665 | 0.0079848 | 0.0060057 | 0.0020655 | 0.0057112 | 0.0028077 | 0.0025017 | 0.0028536 | 0.010457 | 0.010952 | 0.010035
2015-12-31 | 0.010828 | 0.0056059 | 0.0081894 | 0.0080586 | 0.0090163 | 0.010295 | 0.0075849 | 0.005498 | 0.0038146 | 0.0001992 | 0.0002125 | 0.0001914 | 0.000816 | 0.0065822 | 0.0090547 | 0.010764 | 0.012572 | 0.000356 | 0.000243 | 0.00068566 | 0.003124 | 0.0068248 | 0.0068074 | 0.0095451

## PV Generation (kW)
Hour Ending | 1 | 2 | 3 | 4 | 5 | 6 | 7 | 8 | 9 | 10 | 11 | 12 | 13 | 14 | 15 | 16 | 17 | 18 | 19 | 20 | 21 | 22 | 23 | 24
Date
2015-01-01 | 0 | 0 | 0 | 0 | 0 | 103.7273 | 309.771 | 491.03 | 807.3734 | 1003.9388 | 1013.0867 | 1011.0759 | 999.8031 | 1005.8613 | 1007.2485 | 991.3413 | 1007.901 | 798.5331 | 500.6842 | 309.3224 | 104.9498 | 0 | 0 | 0
2015-01-02 | 0 | 0 | 0 | 0 | 0 | 106.3917 | 293.8 | 494.7007 | 796.4985 | 998.0882 | 1001.6379 | 992.9306 | 1022.9633 | 1004.2762 | 1016.1181 | 993.4878 | 990.4665 | 789.6144 | 505.5351 | 304.8675 | 91.7018 | 0 | 0 | 0
2015-01-03 | 0 | 0 | 0 | 0 | 0 | 90.1941 | 286.3828 | 500.197 | 807.3907 | 1017.4006 | 1006.8916 | 1007.4761 | 998.1722 | 992.8896 | 980.4954 | 1003.7763 | 986.7863 | 773.648 | 512.0304 | 299.1995 | 104.0284 | 0 | 0 | 0
2015-01-04 | 0 | 0 | 0 | 0 | 0 | 94.2532 | 297.856 | 501.2751 | 822.3868 | 1006.6232 | 992.8765 | 997.0344 | 988.8007 | 1010.8717 | 996.0596 | 1013.3562 | 997.07 | 798.9219 | 489.1167 | 291.8987 | 111.0698 | 0 | 0 | 0
2015-01-05 | 0 | 0 | 0 | 0 | 0 | 105.1179 | 299.2485 | 511.6986 | 802.6401 | 986.3602 | 990.7237 | 992.2209 | 996.3601 | 1002.026 | 1001.833 | 993.4795 | 1003.1349 | 789.6784 | 503.1499 | 281.2589 | 98.4348 | 0 | 0 | 0
2015-01-06 | 0 | 0 | 0 | 0 | 0 | 104.5517 | 301.4454 | 513.9194 | 797.4311 | 1001.9368 | 995.5056 | 997.3008 | 1006.9003 | 1003.8693 | 984.7211 | 999.0913 | 1005.0991 | 795.0655 | 489.8443 | 302.1733 | 107.033 | 0 | 0 | 0
2015-01-07 | 0 | 0 | 0 | 0 | 0 | 104.9655 | 324.7917 | 511.1064 | 804.8152 | 1005.6975 | 1008.1894 | 1006.0858 | 997.266 | 982.5605 | 1000.1869 | 985.1665 | 998.1756 | 794.9073 | 498.2762 | 315.9651 | 111.9542 | 0 | 0 | 0
2015-01-08 | 0 | 0 | 0 | 0 | 0 | 109.855 | 295.8505 | 482.038 | 812.9667 | 1004.7799 | 1001.8149 | 987.2471 | 1000.7814 | 991.2307 | 998.0863 | 992.5087 | 994.6882 | 816.369 | 519.8495 | 294.6364 | 94.7319 | 0 | 0 | 0
2015-01-09 | 0 | 0 | 0 | 0 | 0 | 103.4907 | 308.0216 | 484.1999 | 792.2017 | 988.5652 | 1004.6298 | 1012.8561 | 996.2419 | 1006.0781 | 992.584 | 995.5126 | 1012.7824 | 801.9944 | 505.5657 | 308.8043 | 89.3614 | 0 | 0 | 0
2015-01-10 | 0 | 0 | 0 | 0 | 0 | 104.2134 | 292.4357 | 509.8144 | 808.929 | 1013.4787 | 1004.3822 | 1007.6774 | 995.6661 | 985.2383 | 994.8998 | 1006.8942 | 995.4234 | 801.2327 | 510.7384 | 315.7295 | 99.2289 | 0 | 0 | 0
2015-01-11 | 0 | 0 | 0 | 0 | 0 | 95.8404 | 292.9089 | 518.8398 | 781.5191 | 1002.0808 | 996.7664 | 999.103 | 982.223 | 985.338 | 1015.8354 | 982.4525 | 1015.1599 | 796.869 | 497.5712 | 296.3221 | 90.7687 | 0 | 0 | 0
2015-01-12 | 0 | 0 | 0 | 0 | 0 | 103.5092 | 296.5958 | 503.8206 | 809.6085 | 1003.4073 | 999.6882 | 1013.0058 | 988.232 | 990.2361 | 998.1634 | 981.5352 | 1005.927 | 794.1743 | 496.5886 | 294.2726 | 119.8739 | 0 | 0 | 0
2015-01-13 | 0 | 0 | 0 | 0 | 0 | 96.9591 | 299.839 | 495.0082 | 801.6262 | 1000.4629 | 1007.3815 | 988.0998 | 996.5335 | 981.8382 | 1002.6423 | 1009.3769 | 1004.0847 | 791.628 | 505.1348 | 294.6971 | 98.3922 | 0 | 0 | 0
2015-01-14 | 0 | 0 | 0 | 0 | 0 | 102.4316 | 283.7059 | 491.0935 | 795.5369 | 1002.6534 | 997.7435 | 998.4189 | 995.1705 | 1018.3047 | 1003.2042 | 990.2971 | 1004.1825 | 778.6446 | 509.104 | 278.4112 | 105.9735 | 0 | 0 | 0
2015-01-15 | 0 | 0 | 0 | 0 | 0 | 91.6073 | 297.8158 | 486.8682 | 802.2761 | 993.273 | 995.5523 | 1017.2718 | 989.8899 | 1008.4892 | 992.3326 | 995.9942 | 1012.7004 | 804.7822 | 504.4277 | 311.5423 | 94.1189 | 0 | 0 | 0
2015-01-16 | 0 | 0 | 0 | 0 | 0 | 99.1669 | 303.9634 | 502.2551 | 809.1701 | 982.4035 | 990.9243 | 987.3871 | 984.5327 | 1005.8806 | 995.5731 | 989.437 | 998.0013 | 782.614 | 487.767 | 303.124 | 82.6985 | 0 | 0 | 0
2015-01-17 | 0 | 0 | 0 | 0 | 0 | 107.5189 | 286.8513 | 499.4492 | 792.7514 | 998.3008 | 1004.1196 | 1012.2336 | 1012.1527 | 995.7375 | 998.2047 | 1002.4437 | 1016.5948 | 808.9948 | 483.611 | 292.6648 | 88.747 | 0 | 0 | 0
2015-01-18 | 0 | 0 | 0 | 0 | 0 | 95.2982 | 307.1639 | 495.3054 | 816.0001 | 1005.2586 | 1003.2119 | 1020.9526 | 996.0987 | 1003.6881 | 1006.1225 | 993.5681 | 1001.8675 | 785.8216 | 510.3356 | 318.9825 | 103.0799 | 0 | 0 | 0
2015-01-19 | 0 | 0 | 0 | 0 | 0 | 89.0582 | 318.815 | 487.1995 | 787.3064 | 991.3849 | 997.3095 | 986.115 | 1030.4898 | 990.6813 | 1008.8456 | 1006.8472 | 991.534 | 790.7991 | 516.8194 | 307.2499 | 88.9879 | 0 | 0 | 0
2015-01-20 | 0 | 0 | 0 | 0 | 0 | 98.5999 | 298.8717 | 506.3774 | 809.7697 | 1010.0293 | 1009.7508 | 1002.9774 | 1016.8255 | 991.5867 | 1020.8184 | 1006.7916 | 1014.5862 | 797.7873 | 492.2622 | 305.386 | 104.7659 | 0 | 0 | 0
2015-01-21 | 0 | 0 | 0 | 0 | 0 | 102.4502 | 302.0583 | 506.8023 | 804.9999 | 992.3036 | 986.3314 | 1004.5851 | 1001.7235 | 1004.9553 | 985.1613 | 993.5332 | 1001.9986 | 813.4486 | 488.0221 | 301.3109 | 102.1934 | 0 | 0 | 0
2015-01-22 | 0 | 0 | 0 | 0 | 0 | 101.4282 | 291.8938 | 491.8326 | 794.5152 | 1000.687 | 1004.8662 | 1020.6824 | 984.0155 | 1009.9118 | 1010.4327 | 998.9921 | 990.5225 | 796.5339 | 496.6374 | 305.7817 | 102.4411 | 0 | 0 | 0
2015-01-23 | 0 | 0 | 0 | 0 | 0 | 103.5814 | 299.2002 | 505.8579 | 799.0244 | 1017.9254 | 992.9514 | 1007.3296 | 1022.555 | 994.1871 | 1000.7061 | 1007.692 | 1000.9037 | 809.5402 | 502.9615 | 313.6705 | 97.8375 | 0 | 0 | 0
2015-01-24 | 0 | 0 | 0 | 0 | 0 | 91.3587 | 307.8933 | 496.398 | 800.4714 | 1006.3114 | 980.6034 | 996.4072 | 1005.8748 | 977.1936 | 988.8313 | 991.8351 | 995.1467 | 806.6502 | 486.7169 | 298.7384 | 106.3291 | 0 | 0 | 0
2015-01-25 | 0 | 0 | 0 | 0 | 0 | 102.3499 | 300.6352 | 505.5625 | 815.7558 | 1001.2563 | 1016.256 | 1017.9979 | 995.1863 | 996.0746 | 1006.0741 | 992.4843 | 983.4463 | 802.7174 | 504.3544 | 301.9721 | 90.38 | 0 | 0 | 0
2015-01-26 | 0 | 0 | 0 | 0 | 0 | 98.039 | 310.3032 | 501.7998 | 798.0673 | 994.2594 | 996.3682 | 1000.2974 | 1003.0411 | 992.979 | 990.0422 | 1000.4383 | 1001.6304 | 800.3418 | 493.8425 | 283.4001 | 98.2828 | 0 | 0 | 0
2015-01-27 | 0 | 0 | 0 | 0 | 0 | 104.3288 | 318.1074 | 505.167 | 803.3607 | 1004.6281 | 1001.0803 | 991.8753 | 993.9044 | 988.5214 | 998.5427 | 1001.8402 | 1008.4055 | 795.9139 | 490.4136 | 303.2682 | 85.6363 | 0 | 0 | 0
2015-01-28 | 0 | 0 | 0 | 0 | 0 | 94.7851 | 283.9476 | 500.5903 | 803.2709 | 989.9139 | 997.6642 | 1006.4791 | 1002.3266 | 997.219 | 1000.6317 | 998.294 | 987.1719 | 805.069 | 507.76 | 302.5302 | 103.5148 | 0 | 0 | 0
2015-01-29 | 0 | 0 | 0 | 0 | 0 | 101.976 | 303.4242 | 495.4551 | 804.004 | 1004.9527 | 1013.7689 | 983.0924 | 984.6808 | 1006.5561 | 1011.328 | 1003.1619 | 988.0253 | 794.2766 | 510.1369 | 312.3222 | 107.077 | 0 | 0 | 0
2015-01-30 | 0 | 0 | 0 | 0 | 0 | 92.6401 | 304.5258 | 480.5686 | 802.262 | 998.7975 | 1007.5856 | 998.7212 | 989.6422 | 996.9927 | 998.7735 | 985.0318 | 1003.079 | 791.1788 | 511.1462 | 304.863 | 95.0048 | 0 | 0 | 0
2015-01-31 | 0 | 0 | 0 | 0 | 0 | 94.4258 | 283.1792 | 508.9437 | 813.1687 | 1002.6677 | 994.101 | 1004.7629 | 1000.5379 | 1002.7337 | 1017.2582 | 997.9685 | 1001.1731 | 788.2551 | 492.7783 | 310.2771 | 94.5054 | 0 | 0 | 0
2015-02-01 | 0 | 0 | 0 | 0 | 0 | 90.7744 | 305.6268 | 505.7641 | 805.1816 | 1008.2728 | 993.3139 | 1003.5786 | 997.4745 | 1004.3782 | 991.2453 | 1002.669 | 997.9285 | 819.421 | 498.8212 | 304.2122 | 104.5984 | 0 | 0 | 0
2015-02-02 | 0 | 0 | 0 | 0 | 0 | 97.4913 | 311.8411 | 504.0779 | 810.2796 | 993.2256 | 991.9114 | 1005.4249 | 1006.8482 | 1006.1666 | 1009.8105 | 1000.7287 | 998.9169 | 789.5144 | 500.9242 | 305.6468 | 112.5395 | 0 | 0 | 0
2015-02-03 | 0 | 0 | 0 | 0 | 0 | 96.3616 | 304.8213 | 507.434 | 810.9692 | 998.6757 | 989.192 | 995.8144 | 992.0921 | 999.8241 | 983.5934 | 993.4038 | 994.088 | 807.6876 | 509.7915 | 305.2413 | 93.4266 | 0 | 0 | 0
2015-02-04 | 0 | 0 | 0 | 0 | 0 | 97.0876 | 282.8675 | 513.2342 | 781.5573 | 1008.2928 | 988.5644 | 1000.5298 | 997.6846 | 1007.8759 | 1013.9817 | 997.4478 | 1013.2986 | 785.6928 | 486.5296 | 306.5039 | 105.4452 | 0 | 0 | 0
2015-02-05 | 0 | 0 | 0 | 0 | 0 | 100.76 | 283.553 | 507.7295 | 812.2089 | 1001.5273 | 998.292 | 989.5865 | 997.8745 | 1010.3653 | 1000.8725 | 999.8952 | 1005.641 | 792.3325 | 496.1093 | 287.5442 | 84.0963 | 0 | 0 | 0
2015-02-06 | 0 | 0 | 0 | 0 | 0 | 98.2209 | 308.7512 | 495.8434 | 808.8993 | 991.5925 | 998.9191 | 992.5805 | 1004.5205 | 1005.6817 | 994.5821 | 991.4294 | 971.0875 | 785.2459 | 508.6678 | 320.1463 | 104.1106 | 0 | 0 | 0
2015-02-07 | 0 | 0 | 0 | 0 | 0 | 100.1886 | 305.3518 | 483.4182 | 810.5699 | 1001.8295 | 991.604 | 1000.039 | 1000.6487 | 1001.0128 | 1009.5439 | 1001.2465 | 1001.1813 | 814.4605 | 477.2925 | 303.9396 | 85.6453 | 0 | 0 | 0
2015-02-08 | 0 | 0 | 0 | 0 | 0 | 101.1248 | 315.6378 | 483.0258 | 801.1098 | 992.2654 | 1008.3202 | 1003.1615 | 987.9483 | 1006.1226 | 1008.0025 | 990.5022 | 994.134 | 814.0018 | 496.501 | 308.9321 | 114.971 | 0 | 0 | 0
2015-02-09 | 0 | 0 | 0 | 0 | 0 | 104.6869 | 314.0404 | 495.5143 | 808.9225 | 1015.1981 | 1011.5922 | 1018.145 | 982.986 | 1008.017 | 1001.8867 | 1002.3996 | 1011.6365 | 800.1131 | 506.2326 | 291.1854 | 101.783 | 0 | 0 | 0
2015-02-10 | 0 | 0 | 0 | 0 | 0 | 102.8675 | 300.4104 | 495.4919 | 809.9493 | 1015.8397 | 1004.6677 | 988.1452 | 1000.2688 | 998.9934 | 974.6572 | 997.1393 | 1006.318 | 807.0631 | 479.811 | 297.2732 | 108.1929 | 0 | 0 | 0
2015-02-11 | 0 | 0 | 0 | 0 | 0 | 96.8348 | 306.8422 | 489.6386 | 809.4844 | 1014.0913 | 1008.1367 | 998.218 | 999.5478 | 993.6041 | 995.617 | 1006.231 | 1000.8226 | 801.5066 | 508.6616 | 305.8198 | 102.2973 | 0 | 0 | 0
2015-02-12 | 0 | 0 | 0 | 0 | 0 | 104.9312 | 300.66 | 487.1079 | 799.0836 | 1018.749 | 997.7067 | 988.2332 | 1001.9286 | 995.5359 | 1008.4361 | 1012.0276 | 999.1203 | 809.8941 | 496.6291 | 294.9407 | 85.5321 | 0 | 0 | 0
2015-02-13 | 0 | 0 | 0 | 0 | 0 | 97.725 | 314.1365 | 502.8006 | 793.4723 | 993.9433 | 995.2432 | 1008.7145 | 1000.1334 | 1001.877 | 1001.6561 | 998.8816 | 983.5781 | 813.6473 | 484.1434 | 273.6953 | 95.5246 | 0 | 0 | 0
2015-02-14 | 0 | 0 | 0 | 0 | 0 | 103.6234 | 299.6829 | 497.3669 | 798.4525 | 1003.8956 | 1003.9705 | 1007.8175 | 992.4339 | 990.5319 | 1008.2535 | 996.8803 | 992.9875 | 788.5033 | 489.6351 | 296.1997 | 105.6843 | 0 | 0 | 0
2015-02-15 | 0 | 0 | 0 | 0 | 0 | 94.5147 | 315.2486 | 514.8917 | 812.4587 | 1001.0454 | 995.7401 | 1010.5093 | 1000.2198 | 1002.8206 | 1010.6615 | 982.237 | 1011.5872 | 794.8935 | 482.7931 | 297.3077 | 90.7851 | 0 | 0 | 0
2015-02-16 | 0 | 0 | 0 | 0 | 0 | 95.6249 | 290.4141 | 506.1551 | 792.5491 | 994.2804 | 1001.4449 | 986.2841 | 1008.8828 | 973.5398 | 996.1138 | 993.9794 | 1007.1054 | 804.0686 | 505.9502 | 294.9535 | 118.5543 | 0 | 0 | 0
2015-02-17 | 0 | 0 | 0 | 0 | 0 | 97.6251 | 300.0346 | 493.0505 | 812.752 | 990.4481 | 985.6908 | 996.8778 | 1020.5722 | 997.3297 | 992.4833 | 1000.1073 | 1002.2557 | 797.0639 | 504.8259 | 284.5842 | 85.6732 | 0 | 0 | 0
2015-02-18 | 0 | 0 | 0 | 0 | 0 | 82.2211 | 300.8079 | 514.4294 | 802.3812 | 1001.2272 | 1008.4533 | 996.585 | 993.9237 | 1002.706 | 1007.2573 | 1010.6019 | 988.8588 | 797.6027 | 481.182 | 298.0661 | 92.3805 | 0 | 0 | 0
2015-02-19 | 0 | 0 | 0 | 0 | 0 | 102.1365 | 304.5267 | 509.7489 | 813.3694 | 1014.7924 | 980.0326 | 1000.3625 | 987.1933 | 1007.3495 | 993.9316 | 993.5932 | 994.2697 | 790.845 | 496.3195 | 310.8791 | 107.593 | 0 | 0 | 0
2015-02-20 | 0 | 0 | 0 | 0 | 0 | 100.5249 | 297.4042 | 468.8862 | 793.7264 | 1003.5195 | 1004.1168 | 1003.0163 | 989.3086 | 999.0395 | 992.7483 | 1012.0222 | 1013.9275 | 808.8634 | 498.6472 | 306.4054 | 91.1649 | 0 | 0 | 0
2015-02-21 | 0 | 0 | 0 | 0 | 0 | 107.0078 | 307.7264 | 496.1416 | 806.3186 | 999.2902 | 1006.0483 | 993.0352 | 1002.4498 | 993.1846 | 986.6202 | 993.1405 | 995.1358 | 807.5854 | 489.2892 | 306.265 | 90.8175 | 0 | 0 | 0
2015-02-22 | 0 | 0 | 0 | 0 | 0 | 105.2825 | 300.8637 | 498.554 | 787.9698 | 988.5807 | 997.7912 | 1012.7084 | 1000.5833 | 989.8844 | 1008.9082 | 998.955 | 1008.689 | 794.4475 | 501.8948 | 285.9391 | 91.7288 | 0 | 0 | 0
2015-02-23 | 0 | 0 | 0 | 0 | 0 | 103.4831 | 305.3306 | 511.9753 | 805.0615 | 1001.7969 | 1007.2959 | 1007.985 | 1011.2975 | 1015.8234 | 1007.5635 | 998.458 | 986.7252 | 793.3751 | 491.7913 | 294.367 | 114.6506 | 0 | 0 | 0
2015-02-24 | 0 | 0 | 0 | 0 | 0 | 95.4081 | 306.6853 | 485.1567 | 796.9838 | 999.167 | 994.3748 | 1010.1342 | 996.6701 | 1012.3857 | 993.3366 | 988.1248 | 1006.0703 | 818.9442 | 513.3835 | 310.7534 | 106.4891 | 0 | 0 | 0
2015-02-25 | 0 | 0 | 0 | 0 | 0 | 108.4194 | 313.7345 | 496.8483 | 801.4351 | 991.1688 | 998.4706 | 1007.9242 | 1004.0794 | 989.841 | 1012.5248 | 1010.0484 | 1011.7534 | 803.1658 | 509.7148 | 305.1297 | 105.5087 | 0 | 0 | 0
2015-02-26 | 0 | 0 | 0 | 0 | 0 | 99.6868 | 296.3139 | 486.3452 | 798.7761 | 993.5171 | 992.6975 | 996.4088 | 1004.1389 | 986.2961 | 1001.8129 | 996.795 | 982.695 | 775.5481 | 508.9424 | 295.6095 | 106.6221 | 0 | 0 | 0
2015-02-27 | 0 | 0 | 0 | 0 | 0 | 101.3793 | 294.4863 | 508.2054 | 808.1866 | 1001.5979 | 1009.9362 | 1003.803 | 1007.3987 | 988.4343 | 1010.7482 | 982.5776 | 995.1118 | 806.1151 | 495.4005 | 304.659 | 105.6666 | 0 | 0 | 0
2015-02-28 | 0 | 0 | 0 | 0 | 0 | 96.8325 | 307.8231 | 502.6648 | 800.4324 | 1009.2904 | 998.1939 | 989.8524 | 1006.0821 | 1007.3746 | 992.0905 | 1014.5544 | 988.8063 | 791.3727 | 505.3635 | 278.3313 | 86.7186 | 0 | 0 | 0
2015-03-01 | 0 | 0 | 0 | 0 | 0 | 98.0735 | 311.777 | 513.8763 | 791.684 | 993.2618 | 1003.8006 | 1009.6433 | 1025.696 | 1003.3719 | 1008.0785 | 995.7375 | 990.1122 | 801.3234 | 502.6439 | 291.9527 | 111.7335 | 0 | 0 | 0
2015-03-02 | 0 | 0 | 0 | 0 | 0 | 107.0997 | 304.0278 | 513.7938 | 794.6809 | 986.5696 | 987.1091 | 1004.0672 | 996.5404 | 1004.4592 | 1010.8065 | 1005.4123 | 1006.0489 | 783.0297 | 494.7481 | 297.7608 | 115.4519 | 0 | 0 | 0
2015-03-03 | 0 | 0 | 0 | 0 | 0 | 100.9443 | 284.2654 | 516.4381 | 804.9526 | 1000.1576 | 995.1681 | 1012.1087 | 991.5569 | 1021.9168 | 998.1816 | 990.2858 | 986.469 | 796.8699 | 500.4848 | 296.1863 | 92.8805 | 0 | 0 | 0
2015-03-04 | 0 | 0 | 0 | 0 | 0 | 102.838 | 292.2698 | 502.7626 | 797.3442 | 1006.3454 | 984.4116 | 1009.6004 | 989.6957 | 991.488 | 1010.1257 | 1017.2519 | 995.7893 | 802.117 | 488.0228 | 283.8951 | 111.7435 | 0 | 0 | 0
2015-03-05 | 0 | 0 | 0 | 0 | 0 | 103.7457 | 299.6542 | 494.8242 | 787.5777 | 994.4294 | 1014.9489 | 997.6018 | 1005.6957 | 1000.9442 | 986.6434 | 982.8877 | 1010.5082 | 802.2269 | 528.4722 | 298.5024 | 106.511 | 0 | 0 | 0
2015-03-06 | 0 | 0 | 0 | 0 | 0 | 100.7346 | 293.5203 | 491.8352 | 789.9392 | 1010.1246 | 994.4181 | 990.3084 | 998.2516 | 993.2307 | 998.8653 | 981.3214 | 988.0399 | 800.6087 | 492.2705 | 293.5526 | 118.4847 | 0 | 0 | 0
2015-03-07 | 0 | 0 | 0 | 0 | 0 | 106.4112 | 297.7662 | 487.9591 | 790.5779 | 1022.1412 | 998.691 | 1002.6813 | 1000.2908 | 1011.3035 | 992.3025 | 992.6018 | 982.1165 | 784.726 | 502.6947 | 299.1223 | 107.6946 | 0 | 0 | 0
2015-03-08 | 0 | 0 | 0 | 0 | 0 | 97.4347 | 304.5651 | 507.4929 | 819.267 | 999.1364 | 998.1589 | 1000.8823 | 1000.7421 | 998.291 | 1018.7503 | 1012.3862 | 994.8113 | 808.2761 | 512.4398 | 290.6666 | 89.2747 | 0 | 0 | 0
2015-03-09 | 0 | 0 | 0 | 0 | 0 | 98.2729 | 302.3005 | 501.1951 | 798.9626 | 1001.9636 | 990.4641 | 991.2074 | 1003.4687 | 998.0154 | 995.843 | 982.8699 | 1002.0994 | 803.8041 | 486.0731 | 297.9896 | 99.7397 | 0 | 0 | 0
2015-03-10 | 0 | 0 | 0 | 0 | 0 | 104.0542 | 292.595 | 493.5947 | 791.8477 | 982.1946 | 1000.646 | 1003.1246 | 991.9634 | 990.4574 | 988.2007 | 998.022 | 1010.6565 | 771.7187 | 477.3298 | 310.3871 | 92.8154 | 0 | 0 | 0
2015-03-11 | 0 | 0 | 0 | 0 | 0 | 99.6795 | 311.7823 | 515.2328 | 800.3026 | 1006.5744 | 1001.8868 | 1004.7329 | 996.3031 | 984.935 | 1005.6868 | 1006.2545 | 995.9725 | 794.3114 | 485.4578 | 294.6316 | 94.0155 | 0 | 0 | 0
2015-03-12 | 0 | 0 | 0 | 0 | 0 | 98.1152 | 316.4853 | 503.5346 | 795.97 | 1002.9777 | 1002.9261 | 1011.6394 | 1008.6627 | 1009.9473 | 1001.6387 | 1003.6472 | 1010.6169 | 800.8883 | 484.3974 | 301.7088 | 90.5834 | 0 | 0 | 0
2015-03-13 | 0 | 0 | 0 | 0 | 0 | 99.6244 | 295.178 | 493.0814 | 811.3303 | 996.1634 | 999.9976 | 1000.7249 | 985.7024 | 1011.6793 | 998.527 | 1008.0107 | 1002.7148 | 811.2913 | 492.5843 | 282.8103 | 94.859 | 0 | 0 | 0
2015-03-14 | 0 | 0 | 0 | 0 | 0 | 96.8044 | 287.8541 | 511.4076 | 809.382 | 1008.2367 | 981.8324 | 982.6543 | 1015.5755 | 1000.8117 | 1005.2361 | 996.5719 | 982.8532 | 799.4406 | 497.3408 | 326.8182 | 88.4527 | 0 | 0 | 0
2015-03-15 | 0 | 0 | 0 | 0 | 0 | 98.0832 | 290.3352 | 519.8338 | 807.0682 | 987.8264 | 1003.2161 | 987.1127 | 996.8081 | 1030.3795 | 1003.3821 | 989.2305 | 1002.3574 | 793.2697 | 489.7803 | 290.7048 | 101.1633 | 0 | 0 | 0
2015-03-16 | 0 | 0 | 0 | 0 | 0 | 103.8747 | 299.2762 | 487.0698 | 792.3862 | 1017.7265 | 993.4406 | 995.4512 | 1012.5577 | 986.7167 | 1007.0523 | 995.6304 | 992.7537 | 809.6435 | 501.407 | 303.3014 | 103.3646 | 0 | 0 | 0
2015-03-17 | 0 | 0 | 0 | 0 | 0 | 101.0831 | 291.4477 | 488.4146 | 805.2371 | 994.5628 | 1016.7565 | 997.0367 | 1003.8096 | 1018.7749 | 999.5366 | 1003.5646 | 998.0781 | 815.3118 | 502.5571 | 311.6439 | 96.4141 | 0 | 0 | 0
2015-03-18 | 0 | 0 | 0 | 0 | 0 | 91.9366 | 299.6954 | 512.0262 | 807.5524 | 997.7576 | 999.9702 | 990.6863 | 1007.03 | 991.8829 | 1003.322 | 988.6729 | 1000.8853 | 815.7972 | 501.2104 | 304.0868 | 97.281 | 0 | 0 | 0
2015-03-19 | 0 | 0 | 0 | 0 | 0 | 93.6995 | 312.8835 | 514.9125 | 803.4686 | 1003.84 | 1003.2635 | 986.0756 | 1001.3287 | 1007.2772 | 987.6801 | 1010.9855 | 991.3015 | 798.979 | 491.3301 | 296.7186 | 109.6342 | 0 | 0 | 0
2015-03-20 | 0 | 0 | 0 | 0 | 0 | 95.4795 | 304.2707 | 498.0097 | 802.1446 | 995.8099 | 1012.1654 | 1015.2282 | 1000.6221 | 980.6984 | 1000.6231 | 1013.7503 | 1001.5775 | 796.3686 | 498.9889 | 269.9943 | 97.7963 | 0 | 0 | 0
2015-03-21 | 0 | 0 | 0 | 0 | 0 | 97.6769 | 296.1012 | 499.3686 | 786.1442 | 984.1448 | 1005.9272 | 993.0613 | 995.1264 | 1007.0857 | 996.8116 | 1007.0074 | 1002.3555 | 796.9327 | 498.8546 | 290.1051 | 106.2026 | 0 | 0 | 0
2015-03-22 | 0 | 0 | 0 | 0 | 0 | 105.0822 | 306.9516 | 503.7382 | 792.998 | 983.4508 | 994.8738 | 1012.4346 | 1006.1937 | 995.6713 | 990.3072 | 989.513 | 990.9563 | 797.4584 | 496.0984 | 291.8917 | 88.9543 | 0 | 0 | 0
2015-03-23 | 0 | 0 | 0 | 0 | 0 | 99.6528 | 302.1196 | 498.2092 | 781.5589 | 983.5296 | 1004.1214 | 996.3432 | 988.792 | 1023.9829 | 1010.976 | 1006.2792 | 999.8331 | 798.5758 | 520.9882 | 290.715 | 108.3305 | 0 | 0 | 0
2015-03-24 | 0 | 0 | 0 | 0 | 0 | 102.6224 | 306.0884 | 499.1317 | 818.0338 | 1010.9294 | 984.7391 | 1003.1662 | 1005.8071 | 998.2611 | 1001.8872 | 1013.0422 | 1002.2421 | 817.0019 | 490.9517 | 295.3918 | 97.3635 | 0 | 0 | 0
2015-03-25 | 0 | 0 | 0 | 0 | 0 | 102.3646 | 304.1292 | 509.3869 | 806.0346 | 1003.2323 | 1006.9979 | 1013.4048 | 1008.1261 | 983.6714 | 991.2328 | 980.7244 | 1018.855 | 796.634 | 499.1636 | 282.2447 | 92.2668 | 0 | 0 | 0
2015-03-26 | 0 | 0 | 0 | 0 | 0 | 104.7365 | 289.231 | 517.4882 | 785.1384 | 987.5953 | 1004.2994 | 984.784 | 975.2811 | 1004.9963 | 988.0079 | 994.9576 | 995.1446 | 812.3889 | 501.5304 | 300.5658 | 101.8297 | 0 | 0 | 0
2015-03-27 | 0 | 0 | 0 | 0 | 0 | 89.7348 | 293.8721 | 500.6491 | 796.2173 | 992.9779 | 1001.1469 | 974.7437 | 979.0216 | 997.6696 | 982.2303 | 993.838 | 994.9917 | 796.5612 | 502.801 | 300.7079 | 108.0285 | 0 | 0 | 0
2015-03-28 | 0 | 0 | 0 | 0 | 0 | 99.1955 | 310.8657 | 508.1798 | 802.1642 | 1019.3774 | 999.0121 | 1004.9406 | 1001.1548 | 1013.1813 | 987.0188 | 991.0069 | 996.8753 | 798.6758 | 498.1371 | 295.0728 | 91.4638 | 0 | 0 | 0
2015-03-29 | 0 | 0 | 0 | 0 | 0 | 92.3631 | 283.7786 | 507.8021 | 779.0701 | 1003.0699 | 1000.6807 | 1004.6237 | 989.2711 | 1002.4006 | 1000.0721 | 1008.2333 | 993.9507 | 818.6064 | 510.7021 | 301.8689 | 100.2836 | 0 | 0 | 0
2015-03-30 | 0 | 0 | 0 | 0 | 0 | 95.2666 | 306.0799 | 505.4581 | 808.5182 | 999.8209 | 1009.0761 | 993.9169 | 984.3802 | 989.8098 | 1014.7917 | 1006.4601 | 987.5154 | 797.5333 | 503.3782 | 297.3155 | 115.7397 | 0 | 0 | 0
2015-03-31 | 0 | 0 | 0 | 0 | 0 | 99.7503 | 296.8098 | 494.4144 | 795.6088 | 998.8447 | 979.5615 | 1008.6555 | 998.325 | 1016.4435 | 1011.3345 | 988.3661 | 1005.6196 | 789.2867 | 489.6176 | 296.4003 | 85.341 | 0 | 0 | 0
2015-04-01 | 0 | 0 | 0 | 0 | 0 | 94.2975 | 301.4846 | 487.0327 | 784.1299 | 1014.1764 | 1010.3925 | 1011.3421 | 1005.2777 | 999.2926 | 1013.2049 | 1016.7019 | 994.8289 | 820.3044 | 483.3419 | 284.0526 | 94.1516 | 0 | 0 | 0
2015-04-02 | 0 | 0 | 0 | 0 | 0 | 97.3888 | 305.1036 | 507.1611 | 792.8982 | 1009.5112 | 1006.9798 | 985.4619 | 1005.855 | 1010.7724 | 989.8174 | 994.4667 | 1009.9871 | 821.958 | 496.5303 | 296.758 | 105.2938 | 0 | 0 | 0
2015-04-03 | 0 | 0 | 0 | 0 | 0 | 98.7125 | 291.3965 | 487.5103 | 783.4083 | 1018.749 | 1004.1248 | 1003.1508 | 1003.3741 | 992.0434 | 1005.3461 | 1011.9194 | 983.7166 | 803.6271 | 501.6536 | 303.0118 | 99.8928 | 0 | 0 | 0
2015-04-04 | 0 | 0 | 0 | 0 | 0 | 101.9824 | 288.9534 | 504.9947 | 801.9452 | 996.4312 | 1004.8855 | 994.6907 | 995.2607 | 1004.5327 | 995.6524 | 984.4961 | 983.961 | 792.1318 | 518.6788 | 322.9722 | 99.3315 | 0 | 0 | 0
2015-04-05 | 0 | 0 | 0 | 0 | 0 | 92.2239 | 300.0502 | 506.8997 | 825.7333 | 1017.2575 | 995.9922 | 988.0214 | 995.0688 | 988.6745 | 1013.293 | 995.7639 | 998.2159 | 791.2532 | 506.5961 | 290.7704 | 107.2631 | 0 | 0 | 0
2015-04-06 | 0 | 0 | 0 | 0 | 0 | 95.0118 | 302.7866 | 495.1591 | 807.3902 | 992.6997 | 992.7672 | 989.9673 | 998.7069 | 995.0076 | 994.4537 | 1009.3351 | 1012.9342 | 796.4889 | 519.1275 | 308.4754 | 117.2992 | 0 | 0 | 0
2015-04-07 | 0 | 0 | 0 | 0 | 0 | 94.9665 | 294.9571 | 509.3605 | 806.6776 | 1013.4811 | 1003.4146 | 1003.6327 | 996.8079 | 994.5117 | 1006.4484 | 1001.873 | 999.6379 | 805.0142 | 492.4799 | 289.9248 | 106.6169 | 0 | 0 | 0
2015-04-08 | 0 | 0 | 0 | 0 | 0 | 101.4249 | 282.4123 | 492.5435 | 779.9892 | 1006.8481 | 1004.665 | 1001.5297 | 1004.8447 | 993.3253 | 995.2465 | 1000.4923 | 1010.7124 | 805.4918 | 499.4524 | 311.2178 | 99.5372 | 0 | 0 | 0
2015-04-09 | 0 | 0 | 0 | 0 | 0 | 97.039 | 309.0744 | 503.1524 | 789.003 | 989.07 | 992.6833 | 1009.0394 | 1006.0231 | 1000.5555 | 998.2125 | 1001.9282 | 1013.5044 | 807.5307 | 494.6359 | 298.1587 | 105.3509 | 0 | 0 | 0
2015-04-10 | 0 | 0 | 0 | 0 | 0 | 98.1075 | 311.2531 | 503.5173 | 814.3463 | 997.6136 | 995.9647 | 1019.9886 | 984.2509 | 992.4969 | 1008.3566 | 1012.9876 | 988.2803 | 808.1748 | 508.0491 | 313.2977 | 107.7288 | 0 | 0 | 0
2015-04-11 | 0 | 0 | 0 | 0 | 0 | 101.7858 | 291.9246 | 513.0362 | 807.3858 | 990.7341 | 1006.4375 | 992.6094 | 986.7677 | 995.6341 | 1000.5024 | 1011.8337 | 997.7978 | 801.2205 | 503.4874 | 288.3195 | 97.0465 | 0 | 0 | 0
2015-04-12 | 0 | 0 | 0 | 0 | 0 | 98.3361 | 292.7803 | 488.0699 | 788.9283 | 996.6224 | 993.4851 | 1014.5995 | 992.8438 | 1000.2608 | 996.2651 | 1015.8717 | 1014.4392 | 794.394 | 507.2118 | 293.5551 | 109.1646 | 0 | 0 | 0
2015-04-13 | 0 | 0 | 0 | 0 | 0 | 110.8167 | 296.4672 | 492.1793 | 787.9189 | 1011.4135 | 1005.6967 | 1008.4363 | 997.6677 | 990.98 | 994.1113 | 993.8107 | 991.1431 | 800.134 | 497.1747 | 311.0156 | 95.0603 | 0 | 0 | 0
2015-04-14 | 0 | 0 | 0 | 0 | 0 | 104.0125 | 289.9203 | 519.2206 | 801.6813 | 999.7381 | 995.9534 | 994.6315 | 995.1427 | 996.4643 | 1012.9116 | 1005.3527 | 1000.0827 | 789.933 | 483.0274 | 318.1622 | 98.5476 | 0 | 0 | 0
2015-04-15 | 0 | 0 | 0 | 0 | 0 | 99.3019 | 288.6815 | 506.1262 | 790.9386 | 1008.8444 | 976.3991 | 1004.2089 | 1001.8345 | 1005.0081 | 996.6981 | 975.8644 | 990.3716 | 827.1505 | 509.7848 | 292.0057 | 104.8399 | 0 | 0 | 0
2015-04-16 | 0 | 0 | 0 | 0 | 0 | 102.3262 | 275.3268 | 496.8044 | 779.7085 | 1011.6203 | 1009.4912 | 1014.8565 | 1020.4403 | 1000.8003 | 994.7227 | 1002.9605 | 1002.1998 | 798.3356 | 498.1912 | 289.7936 | 100.4572 | 0 | 0 | 0
2015-04-17 | 0 | 0 | 0 | 0 | 0 | 93.2487 | 302.6409 | 506.1873 | 806.7018 | 1008.9923 | 1005.2905 | 1008.8045 | 999.8706 | 996.1674 | 1013.9581 | 981.5532 | 988.9108 | 792.0327 | 505.8667 | 286.3019 | 99.558 | 0 | 0 | 0
2015-04-18 | 0 | 0 | 0 | 0 | 0 | 102.5089 | 296.6555 | 506.7566 | 806.3662 | 1023.8669 | 985.9084 | 994.6441 | 1009.7962 | 998.4941 | 997.4448 | 992.9414 | 1011.6722 | 807.7249 | 508.7356 | 301.9964 | 82.1147 | 0 | 0 | 0
2015-04-19 | 0 | 0 | 0 | 0 | 0 | 110.6378 | 292.0176 | 505.5876 | 815.934 | 1001.5001 | 998.8475 | 1007.1354 | 996.5731 | 992.7761 | 977.7611 | 997.9107 | 1001.5295 | 815.124 | 506.9419 | 310.4081 | 97.8466 | 0 | 0 | 0
2015-04-20 | 0 | 0 | 0 | 0 | 0 | 106.9677 | 309.2369 | 496.5333 | 800.9479 | 985.4535 | 991.3657 | 1003.5781 | 991.8831 | 997.9715 | 1012.3036 | 993.0475 | 998.8667 | 789.2378 | 507.3453 | 305.5464 | 84.9776 | 0 | 0 | 0
2015-04-21 | 0 | 0 | 0 | 0 | 0 | 95.689 | 294.451 | 473.5187 | 787.3177 | 992.1273 | 1005.51 | 997.7153 | 988.6315 | 997.4012 | 1007.4312 | 998.6833 | 986.8135 | 830.0713 | 502.4676 | 315.1702 | 126.9266 | 0 | 0 | 0
2015-04-22 | 0 | 0 | 0 | 0 | 0 | 106.2226 | 298.8708 | 479.5045 | 784.6458 | 995.3221 | 1001.4911 | 1018.2136 | 1023.982 | 1008.5791 | 987.4688 | 998.0355 | 1022.3392 | 800.2294 | 499.3585 | 290.1472 | 103.4239 | 0 | 0 | 0
2015-04-23 | 0 | 0 | 0 | 0 | 0 | 97.2817 | 304.352 | 511.3675 | 817.6573 | 999.8325 | 1024.6087 | 1018.0797 | 991.5358 | 1016.6722 | 1004.8733 | 990.8153 | 1012.7054 | 809.492 | 505.9085 | 301.0548 | 89.2518 | 0 | 0 | 0
2015-04-24 | 0 | 0 | 0 | 0 | 0 | 112.0393 | 312.9419 | 517.0145 | 804.9086 | 995.9226 | 1011.9099 | 986.1988 | 1004.5844 | 992.7729 | 1000.305 | 1006.6632 | 1009.3273 | 796.4811 | 497.033 | 274.8485 | 85.2593 | 0 | 0 | 0
2015-04-25 | 0 | 0 | 0 | 0 | 0 | 110.3496 | 303.5638 | 505.5537 | 787.3041 | 995.9328 | 979.7958 | 983.9789 | 984.6 | 980.8951 | 986.0268 | 987.4903 | 992.0542 | 812.2604 | 519.9941 | 292.0803 | 102.9256 | 0 | 0 | 0
2015-04-26 | 0 | 0 | 0 | 0 | 0 | 99.1733 | 288.2026 | 489.7418 | 781.1742 | 1008.7635 | 999.6901 | 1010.7548 | 992.4974 | 995.9219 | 1005.3204 | 999.8087 | 1014.3914 | 791.2985 | 514.8775 | 296.6714 | 98.5466 | 0 | 0 | 0
2015-04-27 | 0 | 0 | 0 | 0 | 0 | 97.7433 | 294.5925 | 516.8217 | 791.9822 | 1012.8395 | 998.5962 | 999.3127 | 1001.471 | 999.2615 | 986.7236 | 990.0083 | 1004.3502 | 797.194 | 501.8368 | 306.7599 | 101.4832 | 0 | 0 | 0
2015-04-28 | 0 | 0 | 0 | 0 | 0 | 97.8263 | 299.1664 | 513.618 | 806.7448 | 1008.0319 | 1009.05 | 1009.5601 | 992.3129 | 1024.9132 | 998.4613 | 1000.4146 | 984.9511 | 810.8501 | 505.7205 | 301.9193 | 106.1833 | 0 | 0 | 0
2015-04-29 | 0 | 0 | 0 | 0 | 0 | 104.3288 | 303.5852 | 474.708 | 798.9237 | 998.3403 | 1004.3537 | 996.9926 | 1001.4459 | 1000.966 | 998.253 | 1006.751 | 1000.8494 | 808.7751 | 494.0531 | 315.8965 | 91.474 | 0 | 0 | 0
2015-04-30 | 0 | 0 | 0 | 0 | 0 | 98.5571 | 285.1606 | 493.5318 | 812.6516 | 1004.7323 | 990.4414 | 1005.0604 | 992.7981 | 978.897 | 994.5861 | 1019.8919 | 1002.1541 | 780.1809 | 507.1173 | 319.6087 | 99.5834 | 0 | 0 | 0
2015-05-01 | 0 | 0 | 0 | 0 | 0 | 99.2496 | 306.0624 | 491.6804 | 803.0951 | 1025.553 | 991.2034 | 1000.7485 | 1004.1819 | 1004.4743 | 1008.7794 | 997.9217 | 992.5211 | 799.3679 | 480.6297 | 297.8101 | 122.3186 | 0 | 0 | 0
2015-05-02 | 0 | 0 | 0 | 0 | 0 | 97.1783 | 303.7089 | 505.1765 | 804.0799 | 1000.7878 | 993.5186 | 1003.6616 | 1002.5522 | 1001.7487 | 1006.2326 | 998.2986 | 988.0755 | 792.2971 | 507.1317 | 310.5044 | 93.6431 | 0 | 0 | 0
2015-05-03 | 0 | 0 | 0 | 0 | 0 | 93.2497 | 289.6699 | 510.3122 | 809.3709 | 1008.0313 | 1009.9304 | 999.709 | 1001.6131 | 1007.3409 | 1009.4168 | 1026.0371 | 990.168 | 801.147 | 504.4901 | 288.1886 | 84.8529 | 0 | 0 | 0
2015-05-04 | 0 | 0 | 0 | 0 | 0 | 100.8318 | 292.7979 | 499.9992 | 790.261 | 999.0043 | 1001.0344 | 977.3445 | 1007.7476 | 979.4131 | 1002.6079 | 1000.2219 | 1002.368 | 815.5724 | 484.2582 | 292.9784 | 92.2101 | 0 | 0 | 0
2015-05-05 | 0 | 0 | 0 | 0 | 0 | 107.9237 | 313.4482 | 507.2315 | 784.0869 | 995.2943 | 1005.3713 | 1003.6042 | 993.3631 | 1015.4137 | 994.1038 | 1003.9595 | 1020.445 | 817.7274 | 497.9949 | 307.7232 | 117.2 | 0 | 0 | 0
2015-05-06 | 0 | 0 | 0 | 0 | 0 | 95.1395 | 309.856 | 519.0885 | 810.3166 | 1012.6583 | 1000.0146 | 986.8662 | 992.5741 | 1015.8456 | 1000.7372 | 1008.4647 | 989.6216 | 781.8525 | 479.0292 | 302.8552 | 78.2099 | 0 | 0 | 0
2015-05-07 | 0 | 0 | 0 | 0 | 0 | 107.2762 | 311.6561 | 503.0795 | 810.4709 | 998.9309 | 981.6428 | 998.7387 | 993.2195 | 1012.6504 | 1003.4814 | 1004.1349 | 996.2549 | 791.0575 | 502.8035 | 295.6174 | 113.9255 | 0 | 0 | 0
2015-05-08 | 0 | 0 | 0 | 0 | 0 | 98.1631 | 292.0457 | 497.816 | 810.82 | 994.33 | 999.045 | 985.2202 | 1001.2211 | 996.1688 | 995.5105 | 1001.4455 | 1000.2706 | 799.9746 | 530.0735 | 310.4673 | 116.8973 | 0 | 0 | 0
2015-05-09 | 0 | 0 | 0 | 0 | 0 | 108.3326 | 297.125 | 495.1299 | 783.3082 | 990.2474 | 997.142 | 999.0781 | 1003.2528 | 1001.5379 | 988.0662 | 996.6966 | 1017.3829 | 796.9724 | 490.7655 | 297.4443 | 103.3679 | 0 | 0 | 0
2015-05-10 | 0 | 0 | 0 | 0 | 0 | 98.0542 | 295.7085 | 496.5463 | 811.9476 | 1008.4476 | 992.4525 | 992.4945 | 982.4891 | 1011.3421 | 998.9184 | 997.5632 | 1001.8021 | 786.9172 | 490.7269 | 301.8474 | 96.7658 | 0 | 0 | 0
2015-05-11 | 0 | 0 | 0 | 0 | 0 | 89.6518 | 292.2309 | 502.6627 | 810.7761 | 1000.8902 | 1001.4598 | 995.1686 | 1002.1125 | 1005.457 | 990.9135 | 1010.5969 | 983.2763 | 799.5388 | 497.6714 | 316.5796 | 96.849 | 0 | 0 | 0
2015-05-12 | 0 | 0 | 0 | 0 | 0 | 116.2641 | 297.2482 | 492.7843 | 823.4593 | 999.8138 | 997.4195 | 1001.4674 | 989.9063 | 985.2943 | 993.508 | 1000.7055 | 1011.5102 | 812.2147 | 504.8587 | 312.0843 | 126.4488 | 0 | 0 | 0
2015-05-13 | 0 | 0 | 0 | 0 | 0 | 103.286 | 309.7214 | 496.9661 | 812.0948 | 988.6358 | 996.6655 | 991.3403 | 994.3685 | 1020.0942 | 997.9359 | 995.7026 | 1010.4373 | 796.8194 | 503.2403 | 305.5794 | 91.254 | 0 | 0 | 0
2015-05-14 | 0 | 0 | 0 | 0 | 0 | 98.2127 | 319.4013 | 501.3859 | 809.1665 | 1012.8899 | 1005.8317 | 1001.2699 | 1012.9595 | 987.2759 | 1012.2084 | 978.7186 | 987.2249 | 795.6766 | 499.1363 | 283.5132 | 107.8521 | 0 | 0 | 0
2015-05-15 | 0 | 0 | 0 | 0 | 0 | 99.6144 | 288.9162 | 487.9537 | 790.2839 | 991.5434 | 998.7203 | 999.4531 | 994.0747 | 999.144 | 993.4507 | 1001.7864 | 1015.6566 | 808.7059 | 495.8629 | 301.471 | 98.3857 | 0 | 0 | 0
2015-05-16 | 0 | 0 | 0 | 0 | 0 | 97.8405 | 296.8296 | 511.2368 | 794.4836 | 1001.9238 | 1006.229 | 989.5557 | 984.7723 | 1007.785 | 1003.9001 | 994.6041 | 1011.4222 | 803.2017 | 495.8827 | 295.5424 | 94.9284 | 0 | 0 | 0
2015-05-17 | 0 | 0 | 0 | 0 | 0 | 94.4733 | 327.5963 | 477.0402 | 802.76 | 1000.0571 | 987.0533 | 998.5278 | 1003.9396 | 1010.3693 | 1001.1394 | 1005.8738 | 1017.6934 | 798.9003 | 494.214 | 285.5681 | 108.5761 | 0 | 0 | 0
2015-05-18 | 0 | 0 | 0 | 0 | 0 | 97.4296 | 314.3653 | 500.7289 | 798.6423 | 994.3136 | 994.7975 | 987.2609 | 1006.0534 | 995.7619 | 1006.4517 | 982.9446 | 1003.4756 | 790.7772 | 484.2193 | 297.6294 | 106.2106 | 0 | 0 | 0
2015-05-19 | 0 | 0 | 0 | 0 | 0 | 105.2041 | 312.436 | 496.1836 | 790.3256 | 1030.5869 | 994.459 | 992.8959 | 1004.7849 | 989.1726 | 993.282 | 984.6198 | 997.9896 | 788.6628 | 503.9149 | 301.8985 | 92.7628 | 0 | 0 | 0
2015-05-20 | 0 | 0 | 0 | 0 | 0 | 98.0685 | 294.2508 | 501.6987 | 793.404 | 1002.7294 | 991.4645 | 1005.9023 | 998.3372 | 979.3996 | 1001.9193 | 1009.5064 | 1012.7164 | 802.3057 | 514.8669 | 306.9537 | 121.1641 | 0 | 0 | 0
2015-05-21 | 0 | 0 | 0 | 0 | 0 | 101.336 | 304.82 | 504.381 | 805.6034 | 1008.3567 | 1010.7072 | 990.0978 | 987.0034 | 1013.4194 | 1009.7079 | 991.502 | 999.5061 | 818.5725 | 488.3909 | 303.305 | 86.0965 | 0 | 0 | 0
2015-05-22 | 0 | 0 | 0 | 0 | 0 | 100.8699 | 303.0908 | 498.1716 | 809.4688 | 998.6327 | 1011.9224 | 1011.0143 | 997.2325 | 1002.617 | 1002.1152 | 1009.7144 | 1012.5016 | 807.9766 | 500.279 | 291.0959 | 87.1055 | 0 | 0 | 0
2015-05-23 | 0 | 0 | 0 | 0 | 0 | 105.5254 | 320.057 | 502.7238 | 799.3145 | 1009.4056 | 983.1359 | 997.3985 | 979.9463 | 1004.2976 | 1000.2937 | 1003.3015 | 995.7077 | 781.2899 | 509.9817 | 293.4394 | 101.8046 | 0 | 0 | 0
2015-05-24 | 0 | 0 | 0 | 0 | 0 | 104.7752 | 305.7546 | 491.7052 | 797.3954 | 997.8346 | 1009.953 | 1012.9166 | 989.3458 | 989.8056 | 1001.3138 | 999.988 | 1002.0219 | 789.4748 | 486.5477 | 299.2072 | 112.4163 | 0 | 0 | 0
2015-05-25 | 0 | 0 | 0 | 0 | 0 | 103.1784 | 298.8122 | 496.1544 | 788.7368 | 1009.0383 | 1008.5882 | 998.3377 | 1003.8942 | 1002.7397 | 1009.315 | 1016.4839 | 982.3346 | 796.9157 | 499.1912 | 287.1841 | 97.0855 | 0 | 0 | 0
2015-05-26 | 0 | 0 | 0 | 0 | 0 | 104.0812 | 292.3945 | 478.9078 | 789.767 | 1002.8861 | 992.35 | 1009.5128 | 994.4003 | 1002.3227 | 994.0141 | 1006.3413 | 983.5443 | 816.4769 | 497.8053 | 298.6156 | 85.6912 | 0 | 0 | 0
2015-05-27 | 0 | 0 | 0 | 0 | 0 | 99.9918 | 299.2946 | 487.9025 | 805.9862 | 1020.1947 | 1011.9489 | 999.3684 | 1005.5974 | 1002.15 | 1004.2204 | 979.2837 | 990.9036 | 797.1472 | 506.3635 | 303.6623 | 98.9756 | 0 | 0 | 0
2015-05-28 | 0 | 0 | 0 | 0 | 0 | 89.1638 | 285.6973 | 513.4359 | 801.3805 | 1000.175 | 996.615 | 1029.1534 | 993.1307 | 998.5764 | 1005.3876 | 1013.2822 | 998.6896 | 809.7013 | 509.9857 | 302.6285 | 86.8167 | 0 | 0 | 0
2015-05-29 | 0 | 0 | 0 | 0 | 0 | 104.0324 | 301.0434 | 515.567 | 791.5821 | 999.9652 | 994.9494 | 981.5488 | 989.4747 | 980.3716 | 1016.9687 | 1002.4264 | 1006.027 | 802.0677 | 511.2326 | 315.1976 | 95.9385 | 0 | 0 | 0
2015-05-30 | 0 | 0 | 0 | 0 | 0 | 95.1692 | 311.0882 | 522.5328 | 797.8012 | 992.3892 | 1003.3448 | 990.5589 | 992.2013 | 1006.7845 | 997.8004 | 1005.2865 | 994.9619 | 805.8742 | 503.4405 | 305.1955 | 111.772 | 0 | 0 | 0
2015-05-31 | 0 | 0 | 0 | 0 | 0 | 104.3761 | 284.5595 | 518.2884 | 787.5466 | 982.3198 | 1009.5916 | 992.1733 | 981.0062 | 999.5672 | 1018.4349 | 1008.9775 | 1006.95 | 789.2948 | 491.9208 | 309.246 | 113.2925 | 0 | 0 | 0
2015-06-01 | 0 | 0 | 0 | 0 | 0 | 105.5806 | 305.5772 | 489.776 | 798.1458 | 1012.3464 | 1014.1599 | 1004.0443 | 1001.1399 | 1003.5141 | 995.3151 | 1008.6609 | 1002.3564 | 804.8198 | 498.6122 | 303.3029 | 93.9025 | 0 | 0 | 0
2015-06-02 | 0 | 0 | 0 | 0 | 0 | 108.1241 | 297.3124 | 507.1945 | 780.5662 | 1010.0839 | 996.4365 | 1006.3336 | 995.8405 | 1006.9558 | 994.7705 | 995.7979 | 990.4318 | 785.0471 | 504.3615 | 311.1966 | 101.6832 | 0 | 0 | 0
2015-06-03 | 0 | 0 | 0 | 0 | 0 | 96.7491 | 288.598 | 490.2879 | 817.9207 | 1001.0843 | 989.2463 | 988.8546 | 992.6098 | 997.8964 | 1020.4304 | 1000.51 | 987.5828 | 792.7918 | 490.1858 | 313.6152 | 120.355 | 0 | 0 | 0
2015-06-04 | 0 | 0 | 0 | 0 | 0 | 107.8189 | 296.645 | 512.2778 | 799.6487 | 998.7881 | 989.2069 | 997.6125 | 992.2707 | 997.7657 | 993.7092 | 996.7305 | 984.2457 | 805.4154 | 487.2818 | 303.4682 | 93.8475 | 0 | 0 | 0
2015-06-05 | 0 | 0 | 0 | 0 | 0 | 95.8091 | 281.5186 | 497.0288 | 809.2328 | 1016.8672 | 1005.4729 | 987.3563 | 997.9041 | 1011.098 | 1005.1166 | 993.8452 | 1002.3624 | 809.0895 | 496.2187 | 292.5752 | 91.9993 | 0 | 0 | 0
2015-06-06 | 0 | 0 | 0 | 0 | 0 | 102.6131 | 305.0047 | 495.1863 | 784.9085 | 1001.1366 | 997.3553 | 1000.8483 | 1014.2539 | 1003.0619 | 991.7043 | 1021.4698 | 993.2947 | 795.0957 | 505.5426 | 286.333 | 101.4032 | 0 | 0 | 0
2015-06-07 | 0 | 0 | 0 | 0 | 0 | 99.8023 | 320.6272 | 512.5165 | 803.9572 | 989.1293 | 1005.2062 | 996.434 | 994.7375 | 981.405 | 977.0942 | 1003.4707 | 1004.5031 | 796.2198 | 506.3488 | 303.1673 | 86.1345 | 0 | 0 | 0
2015-06-08 | 0 | 0 | 0 | 0 | 0 | 93.8576 | 311.7728 | 504.5815 | 796.8188 | 989.5412 | 1002.5871 | 1002.4557 | 981.4789 | 1009.4301 | 1000.6111 | 1003.3442 | 986.7908 | 816.4723 | 508.3594 | 291.74 | 97.9591 | 0 | 0 | 0
2015-06-09 | 0 | 0 | 0 | 0 | 0 | 96.9193 | 304.1627 | 508.0718 | 803.6855 | 1004.7316 | 1005.3583 | 989.1946 | 1007.1285 | 991.2825 | 1006.1536 | 989.0565 | 1010.9991 | 804.2018 | 507.9248 | 293.2496 | 107.8473 | 0 | 0 | 0
2015-06-10 | 0 | 0 | 0 | 0 | 0 | 96.2372 | 296.2689 | 497.2931 | 805.1124 | 1012.7974 | 997.6586 | 997.9342 | 1003.0835 | 993.2724 | 1014.55 | 1010.5454 | 1009.4236 | 795.3622 | 484.1578 | 291.3537 | 104.2562 | 0 | 0 | 0
2015-06-11 | 0 | 0 | 0 | 0 | 0 | 96.8111 | 303.1088 | 493.2529 | 802.0176 | 998.1343 | 1003.9378 | 983.3337 | 1013.173 | 998.0156 | 1003.8442 | 1018.5918 | 1000.1094 | 811.4632 | 496.7211 | 310.2611 | 104.6526 | 0 | 0 | 0
2015-06-12 | 0 | 0 | 0 | 0 | 0 | 100.0434 | 297.157 | 505.5383 | 790.6304 | 990.8508 | 1009.8049 | 1006.581 | 1005.6754 | 996.1073 | 1000.1069 | 985.3718 | 986.9507 | 804.145 | 489.269 | 301.3671 | 84.4182 | 0 | 0 | 0
2015-06-13 | 0 | 0 | 0 | 0 | 0 | 97.7678 | 290.613 | 505.5633 | 800.094 | 1002.7235 | 988.5397 | 988.1169 | 987.422 | 1010.7083 | 1006.0298 | 1001.8784 | 992.1111 | 789.2428 | 509.913 | 304.9676 | 89.0208 | 0 | 0 | 0
2015-06-14 | 0 | 0 | 0 | 0 | 0 | 108.2429 | 282.3594 | 503.2549 | 806.7488 | 1001.5341 | 990.352 | 1002.5332 | 997.8816 | 1002.0196 | 996.8497 | 1005.1372 | 994.9849 | 787.007 | 509.0962 | 309.7671 | 108.3914 | 0 | 0 | 0
2015-06-15 | 0 | 0 | 0 | 0 | 0 | 91.9885 | 304.4183 | 489.1462 | 808.9311 | 1009.4577 | 1010.1427 | 1018.1774 | 985.7323 | 1003.8698 | 1015.7807 | 1000.3184 | 1000.273 | 792.9886 | 511.092 | 302.6586 | 112.118 | 0 | 0 | 0
2015-06-16 | 0 | 0 | 0 | 0 | 0 | 94.8383 | 291.692 | 500.4213 | 801.9375 | 990.512 | 1003.6957 | 997.2184 | 1012.7185 | 1000.5536 | 1002.6325 | 991.0509 | 983.2498 | 776.754 | 520.0922 | 305.9549 | 114.8575 | 0 | 0 | 0
2015-06-17 | 0 | 0 | 0 | 0 | 0 | 99.266 | 284.3821 | 488.6198 | 788.1812 | 975.9558 | 1006.8545 | 990.4851 | 1002.9707 | 1001.4505 | 993.3235 | 1012.69 | 1003.1147 | 784.6891 | 499.1272 | 302.9657 | 94.9804 | 0 | 0 | 0
2015-06-18 | 0 | 0 | 0 | 0 | 0 | 101.6742 | 312.7324 | 504.4361 | 811.0352 | 1019.2128 | 1016.6304 | 1003.5132 | 1016.3058 | 984.6377 | 1000.3929 | 1006.3067 | 1003.404 | 797.282 | 478.9327 | 300.3651 | 87.5018 | 0 | 0 | 0
2015-06-19 | 0 | 0 | 0 | 0 | 0 | 96.9081 | 308.3119 | 491.4998 | 808.4308 | 992.3176 | 1019.4642 | 1010.4785 | 988.857 | 1007.4086 | 1022.6963 | 973.5115 | 995.1277 | 787.1956 | 503.3787 | 308.7916 | 101.953 | 0 | 0 | 0
2015-06-20 | 0 | 0 | 0 | 0 | 0 | 100.037 | 303.3189 | 489.3607 | 789.8807 | 1007.7645 | 994.5992 | 1015.0818 | 1010.1471 | 990.4073 | 1003.7049 | 1007.2606 | 1001.9439 | 794.1145 | 510.4003 | 331.0863 | 100.707 | 0 | 0 | 0
2015-06-21 | 0 | 0 | 0 | 0 | 0 | 102.6083 | 316.1704 | 495.4324 | 791.499 | 1001.5671 | 978.2888 | 991.5013 | 990.9535 | 1010.1784 | 994.8706 | 990.971 | 994.8703 | 794.4399 | 512.2844 | 296.4024 | 90.2132 | 0 | 0 | 0
2015-06-22 | 0 | 0 | 0 | 0 | 0 | 103.6174 | 303.9962 | 507.6718 | 794.0054 | 986.3383 | 1002.7324 | 999.4507 | 999.4737 | 995.2739 | 1003.5454 | 1000.9403 | 998.1748 | 796.415 | 475.7039 | 312.2873 | 107.6134 | 0 | 0 | 0
2015-06-23 | 0 | 0 | 0 | 0 | 0 | 99.7048 | 323.1254 | 512.1939 | 794.6582 | 984.0935 | 989.2132 | 988.4605 | 1005.2481 | 1000.8319 | 1014.6834 | 988.088 | 1002.9988 | 802.0339 | 495.9159 | 287.463 | 110.3495 | 0 | 0 | 0
2015-06-24 | 0 | 0 | 0 | 0 | 0 | 110.1507 | 308.8438 | 506.7115 | 787.9158 | 1006.0935 | 1015.0054 | 1008.7597 | 1001.4936 | 997.1152 | 1005.8453 | 989.8423 | 986.0784 | 783.0688 | 497.0473 | 291.5551 | 112.0274 | 0 | 0 | 0
2015-06-25 | 0 | 0 | 0 | 0 | 0 | 99.1555 | 308.3211 | 477.7037 | 793.7353 | 990.4455 | 1008.016 | 1004.9347 | 1028.8903 | 1019.8464 | 1014.7325 | 995.8855 | 972.8654 | 805.8968 | 499.337 | 297.1485 | 116.9348 | 0 | 0 | 0
2015-06-26 | 0 | 0 | 0 | 0 | 0 | 84.7356 | 294.9714 | 479.2689 | 787.2691 | 1004.0675 | 1010.0165 | 997.0188 | 991.6531 | 1016.4933 | 1004.6649 | 1009.3053 | 1011.0999 | 813.4094 | 525.7293 | 307.5233 | 107.0798 | 0 | 0 | 0
2015-06-27 | 0 | 0 | 0 | 0 | 0 | 101.8457 | 305.9675 | 499.8 | 800.086 | 1002.4476 | 977.2435 | 1012.0968 | 1006.9999 | 1003.136 | 1008.2207 | 994.5412 | 990.3319 | 806.0271 | 511.5381 | 305.7568 | 97.0232 | 0 | 0 | 0
2015-06-28 | 0 | 0 | 0 | 0 | 0 | 92.3697 | 309.2287 | 505.8898 | 813.635 | 1005.2945 | 996.1909 | 1004.791 | 1002.3098 | 985.7778 | 996.0609 | 993.7149 | 994.8822 | 797.2942 | 490.6589 | 302.4481 | 103.3089 | 0 | 0 | 0
2015-06-29 | 0 | 0 | 0 | 0 | 0 | 97.8874 | 295.8771 | 518.6215 | 814.0647 | 989.1866 | 1006.0636 | 995.2241 | 996.2058 | 992.5093 | 985.1491 | 1011.9051 | 980.6969 | 798.7709 | 502.2576 | 283.4139 | 108.4436 | 0 | 0 | 0
2015-06-30 | 0 | 0 | 0 | 0 | 0 | 100.9767 | 298.188 | 494.8482 | 797.0422 | 1006.4384 | 981.1746 | 1004.6141 | 985.6798 | 998.9302 | 1011.1406 | 1010.3826 | 991.0914 | 803.0692 | 487.2186 | 299.2905 | 112.7125 | 0 | 0 | 0
2015-07-01 | 0 | 0 | 0 | 0 | 0 | 90.682 | 317.4295 | 507.2672 | 786.7272 | 1017.8003 | 1006.4987 | 1009.0243 | 1003.0364 | 999.5585 | 1011.6396 | 988.5319 | 982.9245 | 798.0251 | 499.5413 | 289.9896 | 102.2688 | 0 | 0 | 0
2015-07-02 | 0 | 0 | 0 | 0 | 0 | 103.4926 | 309.6544 | 513.1409 | 798.3434 | 995.3354 | 998.5916 | 995.8551 | 999.1471 | 1010.1804 | 999.1144 | 999.9731 | 985.76 | 790.8004 | 519.5819 | 295.4731 | 77.5325 | 0 | 0 | 0
2015-07-03 | 0 | 0 | 0 | 0 | 0 | 98.7761 | 287.7665 | 492.6334 | 804.5613 | 1014.0317 | 1011.844 | 983.0194 | 1017.5561 | 983.3808 | 1017.2075 | 991.0854 | 997.4736 | 826.8697 | 506.2372 | 318.7753 | 102.6959 | 0 | 0 | 0
2015-07-04 | 0 | 0 | 0 | 0 | 0 | 112.2294 | 302.4513 | 496.5863 | 778.654 | 1013.3181 | 1005.0028 | 997.5204 | 1017.0157 | 1017.2453 | 990.0961 | 997.0417 | 986.9025 | 809.4677 | 497.2616 | 303.5 | 95.49 | 0 | 0 | 0
2015-07-05 | 0 | 0 | 0 | 0 | 0 | 104.6508 | 302.4467 | 503.7984 | 813.243 | 998.3965 | 977.3372 | 1009.3047 | 1004.6879 | 1005.1929 | 1005.3642 | 1008.274 | 1012.1957 | 801.0785 | 493.1082 | 312.8697 | 95.6186 | 0 | 0 | 0
2015-07-06 | 0 | 0 | 0 | 0 | 0 | 95.482 | 308.9328 | 509.8926 | 795.0625 | 1011.0851 | 1003.1398 | 1018.9843 | 1000.0995 | 999.7583 | 1000.7499 | 1022.1657 | 995.2014 | 797.67 | 503.2366 | 304.9631 | 89.072 | 0 | 0 | 0
2015-07-07 | 0 | 0 | 0 | 0 | 0 | 97.357 | 283.8622 | 492.1198 | 798.4672 | 994.3431 | 978.0499 | 997.6108 | 988.2644 | 989.7561 | 1000.2431 | 997.7522 | 998.9709 | 801.5651 | 501.7282 | 294.1886 | 110.8512 | 0 | 0 | 0
2015-07-08 | 0 | 0 | 0 | 0 | 0 | 109.9982 | 287.0363 | 487.7725 | 798.1444 | 978.427 | 994.3056 | 977.2494 | 990.6626 | 986.876 | 1002.66 | 996.172 | 1003.448 | 807.9693 | 509.3182 | 288.1955 | 111.7515 | 0 | 0 | 0
2015-07-09 | 0 | 0 | 0 | 0 | 0 | 98.8278 | 313.0024 | 510.8515 | 795.4775 | 1018.3154 | 1011.5233 | 1002.8881 | 995.7373 | 1003.2004 | 1016.4243 | 992.1066 | 990.7498 | 803.4886 | 504.4174 | 307.9434 | 105.6734 | 0 | 0 | 0
2015-07-10 | 0 | 0 | 0 | 0 | 0 | 94.9005 | 321.6319 | 507.3865 | 803.989 | 1005.2137 | 1005.5997 | 1008.6321 | 1005.9881 | 995.4694 | 991.8919 | 984.985 | 990.1105 | 792.8575 | 515.8053 | 309.5174 | 106.7133 | 0 | 0 | 0
2015-07-11 | 0 | 0 | 0 | 0 | 0 | 106.7942 | 308.7481 | 495.9395 | 788.6673 | 1006.3021 | 1016.0182 | 983.2875 | 989.7903 | 982.7628 | 991.5317 | 988.9813 | 1016.6995 | 792.8991 | 490.2932 | 306.8924 | 111.4333 | 0 | 0 | 0
2015-07-12 | 0 | 0 | 0 | 0 | 0 | 93.6936 | 292.6814 | 493.4347 | 795.9682 | 998.8671 | 997.9984 | 999.1344 | 1002.0661 | 1000.7167 | 1000.1299 | 1007.7639 | 994.5376 | 802.0747 | 500.7913 | 281.3577 | 103.0189 | 0 | 0 | 0
2015-07-13 | 0 | 0 | 0 | 0 | 0 | 96.824 | 301.5972 | 494.8277 | 810.5826 | 990.7267 | 989.8771 | 993.9574 | 995.6654 | 1005.4545 | 997.3298 | 980.9443 | 1011.8568 | 796.4633 | 500.1026 | 294.9462 | 103.9152 | 0 | 0 | 0
2015-07-14 | 0 | 0 | 0 | 0 | 0 | 98.6211 | 292.607 | 494.6361 | 824.0909 | 998.9996 | 995.6661 | 993.6947 | 1004.2858 | 996.6854 | 1006.0939 | 1002.9882 | 998.2905 | 790.808 | 508.623 | 307.3725 | 97.0508 | 0 | 0 | 0
2015-07-15 | 0 | 0 | 0 | 0 | 0 | 94.2581 | 317.2752 | 513.1825 | 810.7378 | 998.8588 | 1013.3732 | 1012.0451 | 1002.5523 | 1000.2581 | 994.6403 | 995.0062 | 986.6828 | 817.4808 | 507.7788 | 303.1838 | 82.8619 | 0 | 0 | 0
2015-07-16 | 0 | 0 | 0 | 0 | 0 | 106.2098 | 298.5082 | 503.4052 | 811.0681 | 1007.516 | 1014.9778 | 984.5933 | 975.6116 | 992.3693 | 1002.5479 | 989.391 | 995.73 | 797.1312 | 507.0831 | 294.9842 | 97.2923 | 0 | 0 | 0
2015-07-17 | 0 | 0 | 0 | 0 | 0 | 100.7765 | 304.4632 | 491.3107 | 794.3137 | 990.2821 | 985.3841 | 1004.9542 | 999.1469 | 1005.5775 | 1001.8937 | 1017.544 | 993.6882 | 797.6238 | 514.6841 | 310.5873 | 76.3307 | 0 | 0 | 0
2015-07-18 | 0 | 0 | 0 | 0 | 0 | 104.6395 | 315.806 | 501.7097 | 797.3538 | 1003.3284 | 988.6246 | 1005.111 | 986.7836 | 998.0075 | 1007.2703 | 1004.6659 | 976.5505 | 798.5245 | 493.8135 | 295.677 | 97.9645 | 0 | 0 | 0
2015-07-19 | 0 | 0 | 0 | 0 | 0 | 96.4683 | 296.501 | 494.1369 | 795.7931 | 1007.9795 | 999.5838 | 993.8503 | 996.9131 | 1006.3914 | 1006.669 | 1006.7526 | 1006.0679 | 795.7858 | 510.5875 | 276.5917 | 96.2602 | 0 | 0 | 0
2015-07-20 | 0 | 0 | 0 | 0 | 0 | 100.9002 | 310.2315 | 498.2584 | 799.0197 | 1004.7584 | 1016.0013 | 993.4865 | 999.2615 | 1003.7982 | 1005.2248 | 1002.2336 | 1006.9325 | 787.6419 | 498.2818 | 294.9934 | 109.5218 | 0 | 0 | 0
2015-07-21 | 0 | 0 | 0 | 0 | 0 | 100.9287 | 287.1841 | 505.2753 | 801.062 | 1005.0969 | 993.5688 | 990.4233 | 1006.8203 | 1000.4681 | 996.3882 | 987.9084 | 990.8296 | 809.7923 | 500.2128 | 297.1191 | 88.2442 | 0 | 0 | 0
2015-07-22 | 0 | 0 | 0 | 0 | 0 | 103.668 | 287.6622 | 501.9081 | 793.4197 | 999.9262 | 993.8981 | 984.562 | 990.4911 | 989.2229 | 1025.7544 | 1008.9665 | 991.7701 | 815.3534 | 518.0245 | 295.0816 | 92.2275 | 0 | 0 | 0
2015-07-23 | 0 | 0 | 0 | 0 | 0 | 87.3634 | 297.0229 | 494.2356 | 816.7712 | 991.873 | 1009.1879 | 982.9913 | 995.3891 | 995.581 | 1002.3881 | 999.2038 | 981.8842 | 795.5124 | 501.53 | 284.8547 | 89.2278 | 0 | 0 | 0
2015-07-24 | 0 | 0 | 0 | 0 | 0 | 105.2422 | 305.1634 | 510.8298 | 793.2945 | 979.4599 | 997.4507 | 996.6057 | 1003.3167 | 1010.3069 | 1007.246 | 1012.3123 | 1001.1344 | 800.3156 | 505.8438 | 309.1478 | 97.045 | 0 | 0 | 0
2015-07-25 | 0 | 0 | 0 | 0 | 0 | 104.2085 | 292.8164 | 496.4902 | 803.2576 | 1000.8737 | 975.472 | 1014.9871 | 1008.5485 | 1007.2261 | 999.7939 | 1000.989 | 989.334 | 802.5487 | 505.142 | 305.1534 | 92.828 | 0 | 0 | 0
2015-07-26 | 0 | 0 | 0 | 0 | 0 | 99.8301 | 301.1273 | 498.8913 | 779.5658 | 1005.9952 | 1003.881 | 1004.8476 | 995.0582 | 1007.6666 | 996.2191 | 990.2594 | 990.6584 | 812.7056 | 493.6627 | 292.334 | 108.1575 | 0 | 0 | 0
2015-07-27 | 0 | 0 | 0 | 0 | 0 | 93.8712 | 297.3743 | 497.2245 | 791.9547 | 1009.6435 | 1001.7681 | 1007.6958 | 991.6557 | 996.2665 | 1008.7953 | 985.2808 | 997.2917 | 799.6686 | 505.3181 | 303.5187 | 88.5528 | 0 | 0 | 0
2015-07-28 | 0 | 0 | 0 | 0 | 0 | 90.9386 | 303.7962 | 495.5591 | 801.4766 | 1010.8094 | 999.4343 | 1001.7398 | 1011.8379 | 1009.27 | 1006.5327 | 991.733 | 998.4703 | 794.5727 | 504.1408 | 307.5003 | 86.809 | 0 | 0 | 0
2015-07-29 | 0 | 0 | 0 | 0 | 0 | 98.6178 | 302.4352 | 503.0104 | 800.6832 | 982.7523 | 996.9735 | 1007.5804 | 1019.6275 | 1007.4994 | 984.4329 | 1003.9958 | 1010.2773 | 805.5068 | 490.5056 | 294.6621 | 103.5536 | 0 | 0 | 0
2015-07-30 | 0 | 0 | 0 | 0 | 0 | 106.5891 | 299.219 | 499.8779 | 811.425 | 1011.455 | 1003.5994 | 988.4604 | 994.8006 | 1006.274 | 1009.5633 | 1005.3751 | 995.614 | 802.4539 | 486.3555 | 308.2191 | 94.2394 | 0 | 0 | 0
2015-07-31 | 0 | 0 | 0 | 0 | 0 | 108.8111 | 295.7186 | 496.437 | 795.5461 | 1020.0263 | 1004.8509 | 984.5812 | 987.0287 | 1010.9163 | 1002.6397 | 1006.6612 | 988.2323 | 793.142 | 503.3461 | 282.433 | 100.0899 | 0 | 0 | 0
2015-08-01 | 0 | 0 | 0 | 0 | 0 | 102.2397 | 290.16 | 496.6384 | 811.5836 | 1014.5429 | 989.5348 | 1003.8259 | 1001.456 | 989.0036 | 1009.3457 | 994.7667 | 1006.1848 | 787.5714 | 499.7845 | 306.891 | 104.8478 | 0 | 0 | 0
2015-08-02 | 0 | 0 | 0 | 0 | 0 | 97.5106 | 305.3973 | 492.5537 | 788.82 | 1003.1473 | 1007.3764 | 1004.2091 | 990.3277 | 1005.9622 | 1001.5227 | 1000.2897 | 997.1124 | 797.4135 | 510.0496 | 294.6125 | 92.432 | 0 | 0 | 0
2015-08-03 | 0 | 0 | 0 | 0 | 0 | 100.8624 | 305.0618 | 498.1906 | 815.9538 | 1009.1087 | 1011.7876 | 1011.4913 | 997.4621 | 972.3061 | 1012.5748 | 994.8892 | 1019.56 | 802.8635 | 488.815 | 286.8582 | 94.4698 | 0 | 0 | 0
2015-08-04 | 0 | 0 | 0 | 0 | 0 | 99.2851 | 305.0933 | 490.7181 | 814.0869 | 1009.0902 | 996.0836 | 979.1299 | 999.28 | 1002.637 | 1008.1248 | 994.7509 | 992.1378 | 806.9134 | 508.9981 | 295.4474 | 104.6364 | 0 | 0 | 0
2015-08-05 | 0 | 0 | 0 | 0 | 0 | 99.3472 | 300.9622 | 500.5267 | 790.9195 | 990.4846 | 1001.3967 | 1003.9169 | 987.6054 | 1006.178 | 991.4525 | 1011.694 | 997.7178 | 794.2836 | 509.3781 | 297.9451 | 100.3446 | 0 | 0 | 0
2015-08-06 | 0 | 0 | 0 | 0 | 0 | 90.6606 | 285.2114 | 504.4218 | 792.1682 | 1002.3669 | 1004.3185 | 981.6552 | 1007.2249 | 1005.899 | 995.2109 | 1008.0647 | 988.2655 | 813.0122 | 497.9617 | 280.9102 | 85.9434 | 0 | 0 | 0
2015-08-07 | 0 | 0 | 0 | 0 | 0 | 96.9193 | 303.6933 | 488.1046 | 796.3873 | 1007.911 | 993.8696 | 991.7387 | 1011.671 | 994.8184 | 1001.9539 | 1002.6665 | 1002.9279 | 795.9929 | 495.22 | 290.3329 | 116.4188 | 0 | 0 | 0
2015-08-08 | 0 | 0 | 0 | 0 | 0 | 99.5373 | 288.1934 | 511.4921 | 805.9529 | 989.7346 | 983.7846 | 1004.1811 | 1002.8603 | 1002.1544 | 978.3929 | 1005.5027 | 1004.7396 | 811.8226 | 502.7261 | 291.3868 | 91.2018 | 0 | 0 | 0
2015-08-09 | 0 | 0 | 0 | 0 | 0 | 92.8935 | 315.9518 | 495.7174 | 791.9717 | 984.2045 | 1012.5699 | 1008.6761 | 993.3354 | 1009.5567 | 994.1233 | 994.3977 | 996.0561 | 786.9271 | 491.1807 | 299.9347 | 96.2957 | 0 | 0 | 0
2015-08-10 | 0 | 0 | 0 | 0 | 0 | 98.6966 | 304.2887 | 507.1224 | 804.0878 | 990.9782 | 1008.4414 | 1005.8713 | 1002.4261 | 1021.871 | 1025.5207 | 1014.3247 | 988.6904 | 805.0677 | 509.4248 | 308.8286 | 99.0224 | 0 | 0 | 0
2015-08-11 | 0 | 0 | 0 | 0 | 0 | 112.5242 | 291.458 | 497.5033 | 789.2985 | 993.1542 | 996.3185 | 995.9957 | 1009.8337 | 999.4024 | 1000.8744 | 1000.0139 | 1014.5108 | 811.3523 | 489.2395 | 305.3486 | 107.9706 | 0 | 0 | 0
2015-08-12 | 0 | 0 | 0 | 0 | 0 | 97.5939 | 288.7946 | 498.9595 | 797.9032 | 999.3877 | 999.0328 | 995.8183 | 983.0169 | 991.3668 | 995.653 | 993.0983 | 984.7962 | 797.5938 | 526.0921 | 304.0209 | 91.5128 | 0 | 0 | 0
2015-08-13 | 0 | 0 | 0 | 0 | 0 | 98.1364 | 307.8498 | 505.0185 | 808.3596 | 1020.1649 | 987.6584 | 1001.4189 | 994.2646 | 996.9589 | 993.7348 | 993.699 | 994.6028 | 777.139 | 495.4035 | 289.3783 | 101.1321 | 0 | 0 | 0
2015-08-14 | 0 | 0 | 0 | 0 | 0 | 100.9047 | 305.0134 | 500.2555 | 795.7108 | 999.1387 | 994.4713 | 1005.7448 | 1011.5607 | 992.4092 | 998.9997 | 994.7702 | 997.7106 | 796.9485 | 516.5303 | 309.6609 | 91.8272 | 0 | 0 | 0
2015-08-15 | 0 | 0 | 0 | 0 | 0 | 106.2834 | 305.5603 | 490.3525 | 810.7329 | 982.0169 | 1002.2617 | 1017.7204 | 986.6647 | 992.176 | 988.0428 | 1002.6753 | 983.0241 | 799.1085 | 485.0561 | 300.0432 | 99.8598 | 0 | 0 | 0
2015-08-16 | 0 | 0 | 0 | 0 | 0 | 101.5964 | 301.4726 | 485.886 | 805.1622 | 1008.6934 | 1000.0717 | 1016.9617 | 988.6184 | 1016.5087 | 1001.0041 | 987.4898 | 999.2833 | 793.4205 | 501.3287 | 313.7154 | 97.9555 | 0 | 0 | 0
2015-08-17 | 0 | 0 | 0 | 0 | 0 | 88.4327 | 305.9346 | 495.9815 | 802.6919 | 999.9263 | 1007.177 | 1008.0095 | 997.4145 | 1000.5371 | 1000.8877 | 1000.153 | 1009.2205 | 806.2526 | 494.8342 | 298.9714 | 100.3765 | 0 | 0 | 0
2015-08-18 | 0 | 0 | 0 | 0 | 0 | 97.0714 | 307.5227 | 487.8572 | 799.7565 | 991.2967 | 1001.3373 | 998.1127 | 987.9723 | 1000.9456 | 993.9773 | 1001.592 | 1008.1833 | 810.4542 | 500.3588 | 301.2875 | 103.3445 | 0 | 0 | 0
2015-08-19 | 0 | 0 | 0 | 0 | 0 | 100.9545 | 315.0979 | 500.75 | 817.5064 | 999.3146 | 996.853 | 985.7784 | 1006.2373 | 999.1823 | 1005.4633 | 991.8061 | 1016.0752 | 808.4355 | 503.8764 | 296.1065 | 104.1531 | 0 | 0 | 0
2015-08-20 | 0 | 0 | 0 | 0 | 0 | 99.1323 | 312.6099 | 487.7957 | 799.4597 | 1014.1549 | 1020.9089 | 1001.581 | 1004.5561 | 1002.2151 | 987.3527 | 992.6745 | 1000.6485 | 794.6045 | 500.1475 | 306.6041 | 108.6111 | 0 | 0 | 0
2015-08-21 | 0 | 0 | 0 | 0 | 0 | 93.3859 | 295.3672 | 497.2594 | 813.4732 | 1003.6463 | 989.9488 | 994.0434 | 992.6837 | 996.0638 | 1009.3729 | 1001.6008 | 994.9531 | 806.4043 | 506.3904 | 276.2082 | 97.7245 | 0 | 0 | 0
2015-08-22 | 0 | 0 | 0 | 0 | 0 | 111.2154 | 303.9206 | 491.7871 | 796.7009 | 1010.6221 | 996.4246 | 1005.9642 | 998.763 | 999.8487 | 996.9941 | 996.4794 | 999.0082 | 807.5752 | 510.0154 | 292.6741 | 98.9852 | 0 | 0 | 0
2015-08-23 | 0 | 0 | 0 | 0 | 0 | 97.9 | 291.3925 | 515.483 | 801.6451 | 999.1106 | 1020.25 | 1002.8263 | 999.8555 | 997.9652 | 997.4813 | 989.3366 | 1002.5321 | 818.4505 | 475.5191 | 310.653 | 108.313 | 0 | 0 | 0
2015-08-24 | 0 | 0 | 0 | 0 | 0 | 106.5768 | 303.924 | 502.188 | 809.0105 | 992.14 | 969.6728 | 1001.3843 | 995.1481 | 1011.8345 | 982.4986 | 987.9945 | 999.6973 | 803.0693 | 508.2777 | 304.6069 | 109.0499 | 0 | 0 | 0
2015-08-25 | 0 | 0 | 0 | 0 | 0 | 100.2717 | 299.76 | 508.126 | 797.0171 | 981.6382 | 1019.4802 | 1009.4444 | 1002.6895 | 996.3399 | 1002.5284 | 1010.0625 | 1011.2872 | 810.7672 | 490.4543 | 306.1689 | 94.9107 | 0 | 0 | 0
2015-08-26 | 0 | 0 | 0 | 0 | 0 | 96.6853 | 281.6618 | 506.2919 | 812.6871 | 978.1545 | 988.3764 | 1019.2171 | 995.3124 | 1012.6496 | 993.9314 | 1011.8375 | 994.2055 | 805.6062 | 489.1557 | 288.837 | 108.6959 | 0 | 0 | 0
2015-08-27 | 0 | 0 | 0 | 0 | 0 | 99.17 | 301.6767 | 505.5394 | 819.3891 | 991.5172 | 985.7712 | 993.0217 | 1013.2525 | 989.0527 | 1001.0391 | 1009.5318 | 1022.7966 | 803.4512 | 493.797 | 302.9451 | 102.0161 | 0 | 0 | 0
2015-08-28 | 0 | 0 | 0 | 0 | 0 | 110.0591 | 284.3606 | 514.5277 | 814.2921 | 1010.8773 | 1003.3356 | 1010.2386 | 981.6233 | 993.2365 | 1011.0369 | 1013.3146 | 990.3274 | 807.513 | 494.3625 | 283.857 | 116.591 | 0 | 0 | 0
2015-08-29 | 0 | 0 | 0 | 0 | 0 | 98.0811 | 308.3528 | 481.7794 | 801.3782 | 1021.3464 | 1001.4108 | 1012.2521 | 993.5003 | 1009.8353 | 996.6511 | 1007.4011 | 998.933 | 803.7439 | 506.0972 | 292.1923 | 101.4331 | 0 | 0 | 0
2015-08-30 | 0 | 0 | 0 | 0 | 0 | 97.1319 | 309.2716 | 500.7707 | 802.8202 | 1007.7473 | 1008.1462 | 1004.2333 | 1007.4864 | 992.3822 | 1020.6242 | 1017.1982 | 1024.8636 | 783.9025 | 502.4668 | 296.7699 | 92.4144 | 0 | 0 | 0
2015-08-31 | 0 | 0 | 0 | 0 | 0 | 107.2399 | 303.3907 | 479.5646 | 807.0944 | 989.6969 | 1015.3525 | 987.0529 | 1003.2129 | 998.8239 | 997.9654 | 1005.8721 | 990.5918 | 800.7819 | 519.7998 | 306.9681 | 94.5525 | 0 | 0 | 0
2015-09-01 | 0 | 0 | 0 | 0 | 0 | 98.1553 | 309.9266 | 498.3013 | 815.2269 | 1007.4691 | 997.0321 | 1009.7253 | 985.0136 | 1013.8269 | 996.7642 | 1003.7186 | 994.4355 | 802.936 | 517.8534 | 295.5747 | 102.5085 | 0 | 0 | 0
2015-09-02 | 0 | 0 | 0 | 0 | 0 | 96.107 | 298.3849 | 502.1323 | 800.9702 | 1012.2706 | 1012.9067 | 1009.3552 | 999.3801 | 998.3247 | 1014.4854 | 992.2191 | 1003.9011 | 795.4754 | 510.1422 | 304.7302 | 98.7872 | 0 | 0 | 0
2015-09-03 | 0 | 0 | 0 | 0 | 0 | 105.7938 | 309.7889 | 502.6313 | 778.5904 | 992.5163 | 988.3512 | 999.5247 | 992.8476 | 976.0126 | 996.3559 | 984.4164 | 996.8945 | 801.4065 | 516.9245 | 286.584 | 98.4371 | 0 | 0 | 0
2015-09-04 | 0 | 0 | 0 | 0 | 0 | 106.8106 | 298.0329 | 514.1607 | 799.9663 | 989.9095 | 994.5476 | 1011.1146 | 995.5576 | 1014.6483 | 993.8705 | 996.4429 | 1001.5509 | 808.5539 | 511.4926 | 295.3596 | 114.3162 | 0 | 0 | 0
2015-09-05 | 0 | 0 | 0 | 0 | 0 | 97.4381 | 311.1992 | 494.994 | 798.5418 | 977.9114 | 1001.6495 | 996.7194 | 1005.9532 | 1012.573 | 1002.9741 | 995.8642 | 1014.9586 | 783.9066 | 494.3677 | 311.4203 | 92.4325 | 0 | 0 | 0
2015-09-06 | 0 | 0 | 0 | 0 | 0 | 104.2212 | 291.1695 | 497.7096 | 793.6482 | 992.7338 | 995.3135 | 1007.4484 | 982.6729 | 1002.2373 | 985.7241 | 996.95 | 999.0791 | 812.1437 | 488.901 | 297.3868 | 111.1268 | 0 | 0 | 0
2015-09-07 | 0 | 0 | 0 | 0 | 0 | 94.0197 | 281.8193 | 505.4398 | 795.3673 | 1016.7663 | 989.7742 | 1000.3156 | 1003.6819 | 999.9771 | 998.4173 | 989.1012 | 994.4595 | 807.0105 | 510.9548 | 301.4609 | 103.639 | 0 | 0 | 0
2015-09-08 | 0 | 0 | 0 | 0 | 0 | 102.7883 | 320.1359 | 494.1811 | 799.1211 | 987.8265 | 990.9145 | 1001.3934 | 1004.8744 | 1005.4506 | 1004.4436 | 990.4069 | 1006.116 | 795.0587 | 496.8873 | 277.1791 | 89.4302 | 0 | 0 | 0
2015-09-09 | 0 | 0 | 0 | 0 | 0 | 90.7548 | 296.4862 | 490.6702 | 795.4694 | 1002.6415 | 986.0984 | 1007.4564 | 1009.1732 | 998.2237 | 998.0265 | 998.2854 | 1006.009 | 800.858 | 492.4708 | 292.0324 | 95.1074 | 0 | 0 | 0
2015-09-10 | 0 | 0 | 0 | 0 | 0 | 97.0018 | 295.5803 | 501.4826 | 793.9207 | 1008.603 | 996.9981 | 1003.7853 | 995.8742 | 1006.7274 | 987.1812 | 984.6764 | 992.6498 | 822.4465 | 516.7238 | 307.2111 | 98.1222 | 0 | 0 | 0
2015-09-11 | 0 | 0 | 0 | 0 | 0 | 97.6342 | 297.5032 | 502.4775 | 815.0018 | 1006.6244 | 1014.3411 | 988.3328 | 977.8841 | 996.4199 | 987.5468 | 1002.4183 | 986.3003 | 804.3618 | 495.0431 | 303.1343 | 98.3382 | 0 | 0 | 0
2015-09-12 | 0 | 0 | 0 | 0 | 0 | 106.9492 | 288.9625 | 496.7514 | 785.4584 | 983.5895 | 1013.1466 | 996.6282 | 1000.7173 | 993.6267 | 1003.0659 | 998.0788 | 1001.4561 | 790.777 | 496.6087 | 314.9411 | 107.5021 | 0 | 0 | 0
2015-09-13 | 0 | 0 | 0 | 0 | 0 | 100.9758 | 291.3395 | 502.3839 | 778.7396 | 1009.8687 | 997.1932 | 1000.3913 | 1021.3009 | 1005.7285 | 1011.3854 | 1009.7948 | 996.5046 | 799.4118 | 500.4466 | 296.3357 | 97.6845 | 0 | 0 | 0
2015-09-14 | 0 | 0 | 0 | 0 | 0 | 90.6318 | 300.5987 | 498.4735 | 783.8478 | 994.2921 | 986.6179 | 1001.7681 | 989.4736 | 1004.1447 | 998.4284 | 1004.9856 | 1007.2857 | 788.971 | 498.3187 | 283.0067 | 91.2204 | 0 | 0 | 0
2015-09-15 | 0 | 0 | 0 | 0 | 0 | 100.0558 | 294.2119 | 508.536 | 787.7513 | 993.3284 | 1015.3416 | 1007.7594 | 980.908 | 999.257 | 1000.974 | 988.2066 | 1019.1428 | 793.0923 | 507.7056 | 310.2242 | 105.2433 | 0 | 0 | 0
2015-09-16 | 0 | 0 | 0 | 0 | 0 | 100.8996 | 305.6662 | 489.8462 | 789.7695 | 996.7868 | 977.1212 | 996.0275 | 1024.3702 | 1003.4423 | 1002.8519 | 997.9532 | 998.9566 | 792.7606 | 513.7469 | 296.3376 | 103.1802 | 0 | 0 | 0
2015-09-17 | 0 | 0 | 0 | 0 | 0 | 95.4967 | 291.1512 | 493.9163 | 793.3838 | 985.0759 | 999.3899 | 985.4041 | 1000.819 | 1004.9589 | 1006.9724 | 1009.0132 | 1017.4999 | 791.6241 | 491.5399 | 311.5062 | 114.2343 | 0 | 0 | 0
2015-09-18 | 0 | 0 | 0 | 0 | 0 | 97.7715 | 293.2052 | 494.897 | 785.4529 | 1002.5151 | 1006.5695 | 1023.1622 | 996.3409 | 998.3782 | 1003.7079 | 1002.8257 | 1022.661 | 803.389 | 520.2432 | 308.7962 | 114.8132 | 0 | 0 | 0
2015-09-19 | 0 | 0 | 0 | 0 | 0 | 95.0785 | 315.3872 | 491.1552 | 813.2569 | 988.3257 | 1027.4768 | 1007.0019 | 1002.3897 | 998.351 | 1000.6749 | 1001.3325 | 1001.2775 | 803.3485 | 489.3889 | 295.8388 | 104.5516 | 0 | 0 | 0
2015-09-20 | 0 | 0 | 0 | 0 | 0 | 100.2411 | 296.066 | 507.0814 | 809.057 | 996.694 | 990.062 | 1010.6304 | 997.4419 | 994.0088 | 1017.6172 | 1010.7936 | 990.9208 | 817.3718 | 483.1847 | 305.8793 | 110.5058 | 0 | 0 | 0
2015-09-21 | 0 | 0 | 0 | 0 | 0 | 98.7747 | 283.8839 | 493.552 | 794.4336 | 1006.4649 | 999.5731 | 1000.1913 | 1009.6368 | 993.5117 | 991.8555 | 997.1982 | 986.5988 | 788.2007 | 497.6196 | 292.3404 | 91.4087 | 0 | 0 | 0
2015-09-22 | 0 | 0 | 0 | 0 | 0 | 98.0742 | 312.7901 | 512.4819 | 802.384 | 1002.1495 | 992.3673 | 989.7533 | 993.2586 | 1011.1415 | 1009.5191 | 1008.4399 | 996.2463 | 809.9027 | 500.4128 | 288.833 | 110.7421 | 0 | 0 | 0
2015-09-23 | 0 | 0 | 0 | 0 | 0 | 96.5991 | 294.0588 | 494.0831 | 811.6307 | 987.6958 | 1003.0648 | 1001.7489 | 1006.8736 | 1005.9543 | 1010.1642 | 1010.5489 | 996.1682 | 810.8205 | 501.0836 | 312.2931 | 113.5551 | 0 | 0 | 0
2015-09-24 | 0 | 0 | 0 | 0 | 0 | 104.5402 | 296.5978 | 502.5362 | 800.6678 | 1002.1555 | 993.5435 | 1000.7864 | 999.8684 | 1013.4685 | 1002.2159 | 982.6327 | 991.0301 | 802.5931 | 488.2691 | 296.7485 | 111.0808 | 0 | 0 | 0
2015-09-25 | 0 | 0 | 0 | 0 | 0 | 103.0686 | 296.1065 | 507.4187 | 794.0593 | 990.6534 | 1007.1307 | 1009.95 | 980.9628 | 1007.3912 | 984.5652 | 1003.8185 | 1016.5674 | 802.2627 | 508.599 | 293.9966 | 90.5284 | 0 | 0 | 0
2015-09-26 | 0 | 0 | 0 | 0 | 0 | 92.1646 | 308.8408 | 495.3464 | 809.5571 | 1001.006 | 988.5732 | 1008.4479 | 1004.6029 | 1000.7862 | 991.5609 | 986.6972 | 1010.1506 | 807.7361 | 521.3837 | 311.0051 | 98.5557 | 0 | 0 | 0
2015-09-27 | 0 | 0 | 0 | 0 | 0 | 92.1367 | 295.6572 | 519.9459 | 804.3758 | 1004.384 | 1016.7909 | 991.2875 | 995.1936 | 988.4297 | 1012.0488 | 1018.1078 | 1011.162 | 786.5702 | 507.4775 | 295.343 | 102.0278 | 0 | 0 | 0
2015-09-28 | 0 | 0 | 0 | 0 | 0 | 97.1488 | 308.5831 | 490.2011 | 803.9325 | 1016.5182 | 989.7006 | 1013.6277 | 986.8206 | 987.098 | 1008.1718 | 995.9564 | 1017.0423 | 805.5859 | 509.7166 | 290.6017 | 93.3911 | 0 | 0 | 0
2015-09-29 | 0 | 0 | 0 | 0 | 0 | 110.468 | 306.1628 | 484.9709 | 784.9535 | 982.9847 | 997.4489 | 1026.5131 | 981.6431 | 1001.4004 | 1019.1745 | 1009.7518 | 1021.8857 | 782.5201 | 499.234 | 293.2795 | 94.7038 | 0 | 0 | 0
2015-09-30 | 0 | 0 | 0 | 0 | 0 | 106.4532 | 294.0809 | 502.8524 | 812.0318 | 1005.2653 | 1014.1318 | 993.7696 | 1009.1694 | 984.8847 | 1005.1556 | 1004.1631 | 995.9968 | 806.0957 | 476.3077 | 318.3196 | 90.6224 | 0 | 0 | 0
2015-10-01 | 0 | 0 | 0 | 0 | 0 | 102.1482 | 306.1245 | 483.6959 | 795.2653 | 983.5231 | 1007.781 | 1000.7838 | 1012.1361 | 990.0888 | 1008.9443 | 1002.5046 | 998.4607 | 811.1799 | 484.7723 | 294.4435 | 95.9423 | 0 | 0 | 0
2015-10-02 | 0 | 0 | 0 | 0 | 0 | 95.5434 | 295.0294 | 522.7431 | 805.6326 | 1002.6718 | 1001.9364 | 997.3737 | 1001.0817 | 1006.874 | 998.6839 | 985.1878 | 1006.2955 | 785.4237 | 502.597 | 307.2504 | 95.2438 | 0 | 0 | 0
2015-10-03 | 0 | 0 | 0 | 0 | 0 | 102.3544 | 317.3715 | 501.1222 | 798.7424 | 1012.4088 | 993.97 | 1016.6158 | 1018.9898 | 1002.2312 | 1006.0868 | 989.9797 | 999.1748 | 817.3989 | 503.0093 | 298.535 | 118.6419 | 0 | 0 | 0
2015-10-04 | 0 | 0 | 0 | 0 | 0 | 97.8544 | 299.3854 | 499.7848 | 815.3057 | 1007.1117 | 995.6848 | 1007.4853 | 995.0001 | 1018.6992 | 977.5484 | 1004.2 | 1011.1132 | 800.3414 | 488.1296 | 309.352 | 94.811 | 0 | 0 | 0
2015-10-05 | 0 | 0 | 0 | 0 | 0 | 103.7154 | 297.4189 | 505.9722 | 798.1381 | 1008.9703 | 993.9498 | 1023.8721 | 1012.8027 | 1007.7228 | 993.5416 | 1007.7733 | 996.7512 | 817.5135 | 507.4508 | 313.9166 | 98.2327 | 0 | 0 | 0
2015-10-06 | 0 | 0 | 0 | 0 | 0 | 97.6168 | 302.6051 | 495.6592 | 792.8706 | 1013.2624 | 989.9855 | 1002.3731 | 1016.4491 | 988.6273 | 1011.6318 | 999.0805 | 990.6443 | 788.1569 | 506.0873 | 329.346 | 107.429 | 0 | 0 | 0
2015-10-07 | 0 | 0 | 0 | 0 | 0 | 97.9393 | 320.9419 | 492.9654 | 796.7252 | 1009.2006 | 978.3445 | 989.5869 | 1001.722 | 1004.2298 | 990.3323 | 1002.1682 | 1001.4303 | 800.3907 | 509.014 | 296.5789 | 103.6577 | 0 | 0 | 0
2015-10-08 | 0 | 0 | 0 | 0 | 0 | 97.2226 | 289.083 | 503.9692 | 760.8431 | 995.3156 | 993.9729 | 1004.119 | 1003.2532 | 1010.8854 | 994.6251 | 1000.7068 | 995.9972 | 817.385 | 498.6859 | 290.9574 | 116.3232 | 0 | 0 | 0
2015-10-09 | 0 | 0 | 0 | 0 | 0 | 91.0454 | 293.5306 | 490.5844 | 793.4744 | 994.0115 | 1014.2572 | 1002.8286 | 1025.9739 | 994.8359 | 999.2268 | 999.5738 | 1012.1976 | 802.254 | 499.4361 | 298.4145 | 113.3683 | 0 | 0 | 0
2015-10-10 | 0 | 0 | 0 | 0 | 0 | 102.2033 | 297.2355 | 501.1464 | 822.2336 | 1015.2051 | 996.1817 | 997.1769 | 1005.14 | 990.9728 | 997.5186 | 988.9682 | 981.2613 | 795.7582 | 498.8086 | 305.2654 | 99.0324 | 0 | 0 | 0
2015-10-11 | 0 | 0 | 0 | 0 | 0 | 91.2595 | 306.1423 | 492.5149 | 787.5414 | 1013.2396 | 1004.6967 | 1000.5186 | 1001.6618 | 1016.9547 | 994.8129 | 994.1661 | 983.6385 | 810.9262 | 505.3513 | 304.6188 | 89.8569 | 0 | 0 | 0
2015-10-12 | 0 | 0 | 0 | 0 | 0 | 98.12 | 302.0958 | 505.4503 | 796.2178 | 980.8965 | 990.4328 | 1002.3048 | 998.1077 | 1015.5925 | 981.9941 | 985.4777 | 1002.8713 | 786.8348 | 511.048 | 306.3968 | 97.9509 | 0 | 0 | 0
2015-10-13 | 0 | 0 | 0 | 0 | 0 | 93.4467 | 301.2331 | 507.0413 | 803.5121 | 996.2699 | 998.1639 | 1012.6573 | 1010.1425 | 1005.5714 | 986.6179 | 973.9083 | 991.0425 | 790.6336 | 495.3935 | 293.7917 | 106.1913 | 0 | 0 | 0
2015-10-14 | 0 | 0 | 0 | 0 | 0 | 96.6014 | 316.6894 | 498.8009 | 800.5751 | 980.0543 | 991.3458 | 975.1416 | 995.8359 | 1006.9187 | 1013.8309 | 983.7042 | 979.1232 | 803.839 | 501.3952 | 290.1877 | 106.1463 | 0 | 0 | 0
2015-10-15 | 0 | 0 | 0 | 0 | 0 | 99.3628 | 304.0029 | 495.824 | 791.4123 | 1009.6381 | 1011.028 | 1014.3648 | 995.4834 | 995.0186 | 1003.4274 | 994.0492 | 1003.9979 | 792.6539 | 497.9604 | 285.8573 | 80.7405 | 0 | 0 | 0
2015-10-16 | 0 | 0 | 0 | 0 | 0 | 100.8644 | 296.9351 | 492.0397 | 798.9732 | 996.3741 | 1012.9663 | 995.8534 | 1012.3795 | 992.412 | 991.2538 | 981.3209 | 1004.043 | 803.6751 | 515.9895 | 323.1867 | 113.4927 | 0 | 0 | 0
2015-10-17 | 0 | 0 | 0 | 0 | 0 | 101.6764 | 310.2588 | 501.0425 | 798.6691 | 994.1759 | 1007.2292 | 1003.2167 | 989.0721 | 1005.6079 | 1009.7072 | 999.9763 | 1001.2575 | 804.3183 | 492.3672 | 292.5311 | 114.4491 | 0 | 0 | 0
2015-10-18 | 0 | 0 | 0 | 0 | 0 | 105.0528 | 312.1174 | 493.4805 | 810.5353 | 1009.499 | 1008.7716 | 997.5962 | 1001.1644 | 1021.087 | 1004.9449 | 984.7236 | 998.292 | 780.3802 | 507.3211 | 291.7382 | 98.9963 | 0 | 0 | 0
2015-10-19 | 0 | 0 | 0 | 0 | 0 | 102.1718 | 303.0366 | 485.6784 | 793.1655 | 989.8661 | 994.7792 | 1019.5897 | 1002.8049 | 985.2406 | 1007.0016 | 996.4835 | 1008.9057 | 796.2456 | 500.6138 | 312.5062 | 103.2726 | 0 | 0 | 0
2015-10-20 | 0 | 0 | 0 | 0 | 0 | 106.7932 | 298.0503 | 498.6135 | 804.2414 | 995.9198 | 1003.6025 | 1005.6972 | 996.2363 | 990.0857 | 995.6301 | 997.0793 | 1006.4885 | 800.2611 | 509.5454 | 292.4679 | 104.5161 | 0 | 0 | 0
2015-10-21 | 0 | 0 | 0 | 0 | 0 | 104.132 | 305.6567 | 492.4054 | 805.3534 | 994.1467 | 1000.0661 | 994.9986 | 1009.5314 | 982.1341 | 1001.9132 | 998.5188 | 989.4344 | 801.2479 | 496.1296 | 310.5226 | 80.5642 | 0 | 0 | 0
2015-10-22 | 0 | 0 | 0 | 0 | 0 | 101.3227 | 305.3793 | 478.8033 | 808.2919 | 1012.8048 | 1007.596 | 1016.8196 | 1006.3979 | 980.0013 | 989.3909 | 1013.5946 | 997.2792 | 789.0666 | 478.8018 | 287.9379 | 92.9636 | 0 | 0 | 0
2015-10-23 | 0 | 0 | 0 | 0 | 0 | 102.9119 | 306.1922 | 516.5921 | 810.1101 | 992.3687 | 1000.9624 | 1003.822 | 1005.4281 | 987.8219 | 992.5554 | 996.3862 | 998.9131 | 817.7116 | 503.9042 | 290.0012 | 101.0979 | 0 | 0 | 0
2015-10-24 | 0 | 0 | 0 | 0 | 0 | 100.1141 | 298.57 | 514.2657 | 819.7415 | 1001.4002 | 1002.8817 | 987.8274 | 1010.2849 | 991.5183 | 1002.5071 | 1002.775 | 998.4771 | 804.8522 | 500.6981 | 321.7333 | 115.1035 | 0 | 0 | 0
2015-10-25 | 0 | 0 | 0 | 0 | 0 | 110.8812 | 309.8366 | 501.1292 | 801.968 | 1002.0281 | 1009.1882 | 996.8984 | 1003.2127 | 991.9962 | 1010.2094 | 995.067 | 986.7172 | 797.2076 | 494.7219 | 291.3791 | 94.1716 | 0 | 0 | 0
2015-10-26 | 0 | 0 | 0 | 0 | 0 | 103.1807 | 299.278 | 484.2287 | 814.4881 | 1002.1948 | 1007.65 | 988.6418 | 998.4269 | 1011.5101 | 988.7503 | 1004.2803 | 1016.2798 | 792.8922 | 479.3271 | 279.793 | 99.1272 | 0 | 0 | 0
2015-10-27 | 0 | 0 | 0 | 0 | 0 | 107.0043 | 296.6646 | 497.8348 | 782.9549 | 1003.3168 | 1001.4144 | 1006.8189 | 992.9216 | 1014.7437 | 998.4802 | 983.1986 | 997.9206 | 813.9544 | 504.8481 | 281.7859 | 117.7817 | 0 | 0 | 0
2015-10-28 | 0 | 0 | 0 | 0 | 0 | 102.8458 | 300.8325 | 499.7364 | 797.9862 | 997.544 | 989.8735 | 1011.6188 | 999.0487 | 1010.0369 | 1006.2423 | 1001.1758 | 1004.3963 | 791.0165 | 505.2464 | 316.6457 | 112.3228 | 0 | 0 | 0
2015-10-29 | 0 | 0 | 0 | 0 | 0 | 101.6922 | 304.8999 | 499.8211 | 790.1496 | 992.9394 | 991.1631 | 995.3581 | 1010.0902 | 1010.6906 | 1013.8551 | 1006.1121 | 1012.1493 | 780.735 | 500.6686 | 273.7101 | 112.0943 | 0 | 0 | 0
2015-10-30 | 0 | 0 | 0 | 0 | 0 | 96.6898 | 310.3242 | 508.8298 | 795.5277 | 991.4125 | 996.9183 | 997.9084 | 1001.3523 | 997.3242 | 1004.447 | 989.1443 | 998.778 | 796.4448 | 498.273 | 293.3608 | 94.7118 | 0 | 0 | 0
2015-10-31 | 0 | 0 | 0 | 0 | 0 | 100.8588 | 303.2868 | 506.7891 | 798.2175 | 1006.5455 | 1004.1367 | 995.7462 | 995.2315 | 1006.9766 | 977.0104 | 1011.738 | 1006.5539 | 788.0926 | 520.3848 | 299.305 | 111.1489 | 0 | 0 | 0
2015-11-01 | 0 | 0 | 0 | 0 | 0 | 114.5927 | 292.9028 | 501.5098 | 769.9403 | 989.3791 | 994.3046 | 1009.6219 | 994.6971 | 1001.7376 | 997.5563 | 1007.1117 | 1026.7852 | 798.9736 | 490.9315 | 294.6099 | 94.6557 | 0 | 0 | 0
2015-11-02 | 0 | 0 | 0 | 0 | 0 | 96.8939 | 321.2592 | 500.1886 | 801.0471 | 991.4497 | 994.5144 | 1007.5857 | 1000.8616 | 1008.1594 | 1000.8739 | 994.386 | 1015.3398 | 801.3891 | 526.7216 | 311.0338 | 85.446 | 0 | 0 | 0
2015-11-03 | 0 | 0 | 0 | 0 | 0 | 94.3423 | 290.3781 | 496.169 | 800.0515 | 1007.326 | 1014.8543 | 1001.9794 | 1000.7872 | 991.8599 | 1001.4266 | 1002.7849 | 1004.2041 | 814.1899 | 488.5291 | 305.535 | 86.0557 | 0 | 0 | 0
2015-11-04 | 0 | 0 | 0 | 0 | 0 | 106.2902 | 326.4073 | 509.6843 | 787.1998 | 1001.4731 | 995.9654 | 986.5073 | 990.7452 | 980.3921 | 993.5298 | 1010.9689 | 1003.7842 | 775.2357 | 511.5997 | 308.9694 | 87.8233 | 0 | 0 | 0
2015-11-05 | 0 | 0 | 0 | 0 | 0 | 96.4312 | 303.614 | 486.4947 | 789.2335 | 989.6283 | 1005.0799 | 1000.5647 | 993.582 | 988.2297 | 996.5354 | 990.5444 | 1013.8897 | 780.335 | 493.714 | 286.4222 | 113.0276 | 0 | 0 | 0
2015-11-06 | 0 | 0 | 0 | 0 | 0 | 103.5123 | 291.5486 | 495.768 | 804.585 | 1002.4491 | 972.6604 | 980.0541 | 994.8887 | 1011.7827 | 1004.392 | 989.6288 | 1005.8982 | 793.0805 | 488.1966 | 300.91 | 95.6703 | 0 | 0 | 0
2015-11-07 | 0 | 0 | 0 | 0 | 0 | 99.1293 | 290.2097 | 500.1088 | 792.7212 | 989.1666 | 1009.568 | 999.8886 | 987.3245 | 1013.4503 | 992.1406 | 1000.935 | 988.7736 | 819.5871 | 519.5877 | 299.8099 | 92.8054 | 0 | 0 | 0
2015-11-08 | 0 | 0 | 0 | 0 | 0 | 104.9306 | 303.532 | 499.21 | 816.1237 | 1012.1301 | 1001.7425 | 1006.0781 | 999.8372 | 1003.891 | 1008.0725 | 1011.5598 | 991.2761 | 801.1722 | 506.7601 | 286.9323 | 98.9084 | 0 | 0 | 0
2015-11-09 | 0 | 0 | 0 | 0 | 0 | 96.7356 | 297.0764 | 502.6538 | 792.7811 | 1008.1581 | 1001.5688 | 1015.4908 | 999.2528 | 997.2569 | 1002.2623 | 1005.6322 | 1011.2817 | 789.1547 | 505.5016 | 286.6056 | 106.9938 | 0 | 0 | 0
2015-11-10 | 0 | 0 | 0 | 0 | 0 | 94.2101 | 299.8846 | 515.4217 | 801.5891 | 993.2619 | 994.2913 | 1000.6835 | 1005.2682 | 992.5582 | 1004.3501 | 992.9171 | 1000.297 | 802.6898 | 496.9491 | 299.4004 | 108.2337 | 0 | 0 | 0
2015-11-11 | 0 | 0 | 0 | 0 | 0 | 98.3932 | 278.9537 | 506.0135 | 788.9022 | 1003.9243 | 994.5031 | 1010.5508 | 985.103 | 993.2949 | 1003.6972 | 1006.6414 | 999.3314 | 795.0108 | 488.4059 | 301.4863 | 87.2699 | 0 | 0 | 0
2015-11-12 | 0 | 0 | 0 | 0 | 0 | 111.4302 | 297.552 | 505.5379 | 805.8741 | 1008.3417 | 995.2612 | 1017.2368 | 1002.4355 | 1002.1077 | 1002.5759 | 1011.408 | 1012.0171 | 798.4747 | 479.99 | 291.0839 | 82.5679 | 0 | 0 | 0
2015-11-13 | 0 | 0 | 0 | 0 | 0 | 92.8644 | 304.0946 | 491.083 | 813.5219 | 1006.2826 | 993.4027 | 999.6027 | 1009.387 | 1002.5819 | 992.9723 | 1016.5847 | 1002.3788 | 817.778 | 512.0089 | 301.973 | 97.2918 | 0 | 0 | 0
2015-11-14 | 0 | 0 | 0 | 0 | 0 | 95.2546 | 314.2366 | 513.7614 | 800.3671 | 994.4284 | 1001.3547 | 992.6555 | 996.1467 | 997.0107 | 1001.2302 | 999.3998 | 1010.7316 | 791.41 | 511.8461 | 311.3241 | 105.7579 | 0 | 0 | 0
2015-11-15 | 0 | 0 | 0 | 0 | 0 | 101.5368 | 287.3447 | 507.6641 | 800.6273 | 995.8197 | 1006.3967 | 1006.9182 | 1020.9297 | 1002.0229 | 984.1165 | 984.3921 | 987.4549 | 787.2585 | 494.5116 | 309.4771 | 93.9391 | 0 | 0 | 0
2015-11-16 | 0 | 0 | 0 | 0 | 0 | 96.3189 | 283.7992 | 504.2924 | 801.0877 | 996.5247 | 999.8994 | 995.1827 | 1006.0343 | 1021.2746 | 1004.3344 | 1011.4925 | 1005.0852 | 800.9836 | 522.2974 | 283.1214 | 95.0116 | 0 | 0 | 0
2015-11-17 | 0 | 0 | 0 | 0 | 0 | 106.8329 | 297.4895 | 505.3653 | 795.6574 | 1014.4664 | 1008.9246 | 994.6628 | 997.251 | 993.8088 | 1006.7382 | 976.324 | 1008.8637 | 783.3748 | 478.9193 | 297.2326 | 113.0147 | 0 | 0 | 0
2015-11-18 | 0 | 0 | 0 | 0 | 0 | 108.3557 | 313.7124 | 485.7775 | 809.2846 | 994.5743 | 974.839 | 1011.3529 | 988.9362 | 987.4274 | 982.8346 | 996.7433 | 1013.1575 | 785.5155 | 518.5321 | 294.544 | 97.8871 | 0 | 0 | 0
2015-11-19 | 0 | 0 | 0 | 0 | 0 | 102.5015 | 316.0445 | 491.509 | 818.4868 | 1005.329 | 986.0912 | 985.0729 | 992.5415 | 994.0888 | 1019.2814 | 984.946 | 1029.9658 | 772.3777 | 497.2341 | 296.1739 | 102.6862 | 0 | 0 | 0
2015-11-20 | 0 | 0 | 0 | 0 | 0 | 102.1512 | 291.0866 | 504.159 | 782.8012 | 991.4402 | 1015.1571 | 1009.3442 | 989.6119 | 1015.2589 | 998.1791 | 1000.4247 | 1004.759 | 801.7222 | 523.1545 | 300.6837 | 101.3776 | 0 | 0 | 0
2015-11-21 | 0 | 0 | 0 | 0 | 0 | 98.558 | 285.6648 | 503.876 | 805.5599 | 1005.4781 | 1006.2089 | 1010.0389 | 992.2631 | 1005.5914 | 1006.0459 | 995.5643 | 999.7264 | 791.8637 | 503.8936 | 296.5884 | 119.1718 | 0 | 0 | 0
2015-11-22 | 0 | 0 | 0 | 0 | 0 | 102.3305 | 296.9462 | 492.7361 | 773.3509 | 1002.2413 | 992.158 | 1002.3235 | 984.953 | 1007.8271 | 993.3289 | 1004.0604 | 992.3471 | 799.2999 | 512.1037 | 300.6839 | 103.2348 | 0 | 0 | 0
2015-11-23 | 0 | 0 | 0 | 0 | 0 | 106.2557 | 295.5607 | 504.597 | 810.6665 | 1011.4054 | 1006.3354 | 1026.7872 | 987.2734 | 991.5719 | 1002.9339 | 995.4655 | 1004.9171 | 786.2521 | 500.7956 | 308.5505 | 89.8985 | 0 | 0 | 0
2015-11-24 | 0 | 0 | 0 | 0 | 0 | 98.2927 | 279.7881 | 491.6631 | 803.0525 | 1012.9264 | 1012.5446 | 1002.5686 | 993.9613 | 985.6733 | 1007.9095 | 1003.7812 | 994.3834 | 797.548 | 500.7174 | 292.3452 | 93.1975 | 0 | 0 | 0
2015-11-25 | 0 | 0 | 0 | 0 | 0 | 98.5809 | 294.3319 | 513.8739 | 802.3373 | 1005.7747 | 1021.5594 | 996.3028 | 997.0553 | 986.8371 | 1004.6937 | 995.1353 | 992.477 | 806.5314 | 486.2026 | 274.201 | 116.7657 | 0 | 0 | 0
2015-11-26 | 0 | 0 | 0 | 0 | 0 | 106.6706 | 306.7311 | 481.5989 | 795.9475 | 1022.8692 | 1008.1867 | 992.7993 | 994.4074 | 996.3822 | 996.9509 | 990.1648 | 1019.9904 | 809.7589 | 503.8325 | 315.3108 | 90.5471 | 0 | 0 | 0
2015-11-27 | 0 | 0 | 0 | 0 | 0 | 100.2399 | 301.0207 | 488.2936 | 806.7396 | 998.0239 | 1012.7312 | 1006.9673 | 994.2594 | 1014.318 | 1011.6031 | 1009.0335 | 1008.7738 | 796.1631 | 485.3068 | 306.6661 | 108.8053 | 0 | 0 | 0
2015-11-28 | 0 | 0 | 0 | 0 | 0 | 105.0506 | 289.5167 | 494.1584 | 808.0506 | 1007.3384 | 1008.5438 | 991.2753 | 1008.3247 | 1003.9473 | 1007.2388 | 975.3586 | 990.9252 | 815.4082 | 511.1604 | 283.165 | 92.6165 | 0 | 0 | 0
2015-11-29 | 0 | 0 | 0 | 0 | 0 | 88.2012 | 301.9351 | 498.8035 | 793.0416 | 991.1299 | 991.3883 | 982.321 | 985.7823 | 1004.8337 | 1002.1967 | 1011.1414 | 1005.2212 | 798.6644 | 496.7798 | 286.3667 | 93.6634 | 0 | 0 | 0
2015-11-30 | 0 | 0 | 0 | 0 | 0 | 99.1317 | 296.4073 | 481.7906 | 791.5445 | 989.0382 | 1003.3536 | 999.2228 | 994.5045 | 989.5296 | 989.8426 | 977.3526 | 1013.6629 | 790.2499 | 475.1701 | 296.1682 | 105.6718 | 0 | 0 | 0
2015-12-01 | 0 | 0 | 0 | 0 | 0 | 95.5913 | 297.2367 | 500.948 | 800.8202 | 1011.3061 | 984.9792 | 1012.4373 | 1014.554 | 1005.4475 | 990.8087 | 987.8467 | 995.1554 | 795.6926 | 502.8985 | 309.3434 | 109.6055 | 0 | 0 | 0
2015-12-02 | 0 | 0 | 0 | 0 | 0 | 105.0686 | 299.5243 | 498.5169 | 801.5506 | 1004.4972 | 989.9579 | 1006.7403 | 999.4698 | 982.2321 | 993.8848 | 1000.7625 | 1004.3998 | 806.1905 | 503.564 | 307.6586 | 102.2639 | 0 | 0 | 0
2015-12-03 | 0 | 0 | 0 | 0 | 0 | 97.9373 | 310.6001 | 500.5029 | 799.1999 | 988.3909 | 1008.0403 | 992.3423 | 1008.6266 | 987.1534 | 1002.3065 | 995.9912 | 999.1027 | 786.0143 | 494.4017 | 309.587 | 123.0561 | 0 | 0 | 0
2015-12-04 | 0 | 0 | 0 | 0 | 0 | 103.4723 | 281.4737 | 495.3221 | 804.173 | 993.1072 | 1020.6103 | 999.3945 | 1012.8507 | 1002.8567 | 1000.7308 | 1018.3388 | 987.9663 | 795.0268 | 484.2947 | 302.7697 | 104.3039 | 0 | 0 | 0
2015-12-05 | 0 | 0 | 0 | 0 | 0 | 102.667 | 310.6294 | 487.1139 | 814.298 | 981.5297 | 1005.4191 | 980.6627 | 1008.0891 | 1002.4663 | 1012.0377 | 1006.7834 | 1012.8868 | 794.0535 | 484.1098 | 279.9467 | 120.2889 | 0 | 0 | 0
2015-12-06 | 0 | 0 | 0 | 0 | 0 | 105.6672 | 307.6308 | 505.2625 | 790.2032 | 1001.37 | 997.3336 | 1004.5515 | 994.3445 | 1024.7164 | 987.5428 | 1007.8382 | 1006.5748 | 797.1888 | 530.6136 | 295.6343 | 98.7143 | 0 | 0 | 0
2015-12-07 | 0 | 0 | 0 | 0 | 0 | 110.9271 | 316.9432 | 485.1017 | 811.1612 | 1004.2533 | 1005.4311 | 994.4081 | 986.8192 | 986.3196 | 988.246 | 993.9324 | 988.2026 | 810.0792 | 502.468 | 302.2473 | 87.8147 | 0 | 0 | 0
2015-12-08 | 0 | 0 | 0 | 0 | 0 | 103.648 | 274.8895 | 493.5675 | 805.9551 | 1020.0231 | 995.8536 | 1008.6857 | 1022.4659 | 993.7464 | 992.9821 | 1023.1403 | 1001.1788 | 811.4067 | 503.0782 | 307.4951 | 106.5765 | 0 | 0 | 0
2015-12-09 | 0 | 0 | 0 | 0 | 0 | 102.1851 | 272.0888 | 494.6827 | 795.4635 | 991.1824 | 992.2068 | 994.9041 | 987.9503 | 1000.4446 | 992.077 | 992.3823 | 983.6694 | 808.7813 | 481.523 | 307.9659 | 99.9687 | 0 | 0 | 0
2015-12-10 | 0 | 0 | 0 | 0 | 0 | 103.1729 | 293.4838 | 505.3695 | 809.3974 | 1002.2489 | 1001.6333 | 1000.2972 | 998.6682 | 1001.6305 | 996.4084 | 982.6818 | 1010.6662 | 793.5898 | 499.0093 | 298.3536 | 106.3597 | 0 | 0 | 0
2015-12-11 | 0 | 0 | 0 | 0 | 0 | 107.5117 | 278.1458 | 502.8847 | 795.9399 | 986.2916 | 996.4078 | 998.3897 | 1022.3108 | 985.351 | 1019.3203 | 1000.2773 | 1008.3183 | 795.7001 | 489.4647 | 306.5836 | 107.8505 | 0 | 0 | 0
2015-12-12 | 0 | 0 | 0 | 0 | 0 | 104.5974 | 297.6189 | 509.9151 | 798.0088 | 1013.1793 | 1001.4481 | 997.5104 | 983.0855 | 1022.9563 | 1007.1958 | 995.8531 | 1002.0348 | 796.8271 | 493.7325 | 291.7859 | 84.4204 | 0 | 0 | 0
2015-12-13 | 0 | 0 | 0 | 0 | 0 | 106.8671 | 308.6681 | 498.048 | 796.1641 | 1010.0497 | 981.5194 | 971.441 | 991.4082 | 990.3742 | 1014.0483 | 991.4657 | 982.8592 | 784.7199 | 495.0637 | 306.9787 | 74.2598 | 0 | 0 | 0
2015-12-14 | 0 | 0 | 0 | 0 | 0 | 97.3812 | 292.3154 | 511.6555 | 820.7043 | 1005.4164 | 1007.3867 | 993.6122 | 989.724 | 999.1273 | 1007.5369 | 1022.1381 | 1002.6844 | 790.2073 | 490.2555 | 288.768 | 106.4335 | 0 | 0 | 0
2015-12-15 | 0 | 0 | 0 | 0 | 0 | 101.9089 | 301.4783 | 504.8134 | 799.0646 | 994.6178 | 1004.3829 | 1005.8705 | 989.7133 | 976.7299 | 993.4393 | 988.4249 | 990.9937 | 809.7658 | 492.4135 | 298.8915 | 128.7211 | 0 | 0 | 0
2015-12-16 | 0 | 0 | 0 | 0 | 0 | 100.1152 | 290.0511 | 502.1888 | 785.5788 | 992.3851 | 994.5391 | 1000.1182 | 1012.0717 | 1001.5687 | 998.0493 | 1002.2814 | 987.9911 | 804.1075 | 493.7151 | 304.9104 | 96.4415 | 0 | 0 | 0
2015-12-17 | 0 | 0 | 0 | 0 | 0 | 95.4588 | 282.7684 | 501.6035 | 804.6412 | 994.1983 | 986.3478 | 988.3293 | 1010.3066 | 992.6042 | 1002.8318 | 999.8404 | 1009.9664 | 794.4832 | 500.1972 | 317.3394 | 107.3827 | 0 | 0 | 0
2015-12-18 | 0 | 0 | 0 | 0 | 0 | 110.9532 | 302.3452 | 506.9114 | 811.0845 | 1009.7799 | 990.6619 | 979.4378 | 1005.8314 | 991.4918 | 1021.3132 | 1005.44 | 1007.0508 | 807.28 | 511.5499 | 296.9946 | 99.3418 | 0 | 0 | 0
2015-12-19 | 0 | 0 | 0 | 0 | 0 | 101.1132 | 310.5934 | 504.9325 | 794.7851 | 1009.5491 | 1002.7897 | 989.9754 | 1000.3129 | 988.6779 | 992.5699 | 1005.9571 | 980.9208 | 785.7005 | 514.0168 | 304.2375 | 106.4629 | 0 | 0 | 0
2015-12-20 | 0 | 0 | 0 | 0 | 0 | 105.2336 | 312.5482 | 503.0182 | 808.4825 | 992.4617 | 997.0331 | 996.7126 | 993.1727 | 994.7526 | 1004.4957 | 997.6919 | 1001.5461 | 796.0447 | 500.629 | 309.5832 | 82.7862 | 0 | 0 | 0
2015-12-21 | 0 | 0 | 0 | 0 | 0 | 106.8184 | 305.7169 | 514.2463 | 810.6037 | 987.5233 | 998.7099 | 995.3068 | 985.6229 | 1015.9657 | 996.5013 | 997.6009 | 1009.2554 | 798.6543 | 498.7316 | 304.6082 | 106.6058 | 0 | 0 | 0
2015-12-22 | 0 | 0 | 0 | 0 | 0 | 104.0786 | 305.899 | 508.357 | 796.0095 | 982.4256 | 1019.7248 | 994.0644 | 1015.7873 | 1015.4575 | 1009.0443 | 1006.8254 | 1002.004 | 798.1962 | 495.6697 | 293.6405 | 94.1417 | 0 | 0 | 0
2015-12-23 | 0 | 0 | 0 | 0 | 0 | 108.4996 | 279.4217 | 497.9391 | 796.016 | 1009.148 | 1002.6254 | 990.3701 | 1012.926 | 1015.8779 | 1002.856 | 1001.1839 | 1003.7968 | 795.4757 | 513.9179 | 281.4345 | 114.7788 | 0 | 0 | 0
2015-12-24 | 0 | 0 | 0 | 0 | 0 | 96.114 | 291.7832 | 501.6156 | 803.4156 | 1005.4898 | 1006.066 | 986.5785 | 1007.0262 | 1006.8379 | 1007.0586 | 1001.7876 | 1002.9868 | 791.5485 | 499.8888 | 308.0033 | 85.057 | 0 | 0 | 0
2015-12-25 | 0 | 0 | 0 | 0 | 0 | 98.0329 | 286.7374 | 513.3812 | 804.5669 | 1012.9788 | 996.2818 | 1005.5776 | 1006.032 | 1010.2913 | 1002.472 | 1005.2854 | 983.6417 | 812.2771 | 495.0517 | 293.1854 | 83.3516 | 0 | 0 | 0
2015-12-26 | 0 | 0 | 0 | 0 | 0 | 100.492 | 300.7802 | 503.5082 | 806.4065 | 996.9837 | 1010.7399 | 995.4695 | 987.9031 | 995.8768 | 993.0643 | 1001.5935 | 1004.2891 | 788.7196 | 502.9441 | 294.8784 | 109.0633 | 0 | 0 | 0
2015-12-27 | 0 | 0 | 0 | 0 | 0 | 96.3441 | 299.1334 | 494.9247 | 797.4154 | 1005.2514 | 992.6349 | 986.1678 | 990.1792 | 986.5232 | 1004.7486 | 1002.0386 | 1007.3671 | 792.1799 | 503.4577 | 294.2169 | 106.0858 | 0 | 0 | 0
2015-12-28 | 0 | 0 | 0 | 0 | 0 | 102.8411 | 301.9451 | 519.2167 | 789.3636 | 997.8599 | 1000.0642 | 1001.874 | 1007.4477 | 1014.3332 | 993.336 | 1001.6392 | 979.8524 | 783.4991 | 501.3395 | 299.7806 | 93.7263 | 0 | 0 | 0
2015-12-29 | 0 | 0 | 0 | 0 | 0 | 92.1399 | 296.197 | 510.969 | 803.5898 | 991.6411 | 999.5902 | 1010.8101 | 1006.8658 | 977.1491 | 1002.3562 | 1007.9266 | 998.3896 | 788.548 | 501.5552 | 304.4006 | 95.2813 | 0 | 0 | 0
2015-12-30 | 0 | 0 | 0 | 0 | 0 | 98.4165 | 299.892 | 504.4226 | 803.5631 | 1006.375 | 997.0347 | 991.3254 | 1008.0772 | 1006.6529 | 990.9747 | 1004.8788 | 1006.3785 | 793.4651 | 513.9109 | 301.5197 | 86.0465 | 0 | 0 | 0
2015-12-31 | 0 | 0 | 0 | 0 | 0 | 101.5611 | 311.4637 | 492.7372 | 797.5041 | 1013.6568 | 1007.8549 | 997.5229 | 995.8327 | 1004.3643 | 1004.8185 | 1003.1404 | 992.8782 | 800.7952 | 505.0733 | 314.6433 | 113.5507 | 0 | 0 | 0

## Electric Load - PV (kW)
Hour Ending | 1 | 2 | 3 | 4 | 5 | 6 | 7 | 8 | 9 | 10 | 11 | 12 | 13 | 14 | 15 | 16 | 17 | 18 | 19 | 20 | 21 | 22 | 23 | 24
Date
2015-01-01 | 24110.677 | 23380.6458 | 23432.8908 | 22720.7993 | 23408.4617 | 23952.7181 | 25662.3095 | 27337.6678 | 28429.0691 | 30231.7681 | 30851.9663 | 31486.7147 | 30867.7039 | 30853.7206 | 30137.4558 | 30192.8437 | 30207.9485 | 30491.0451 | 30063.7503 | 29039.5149 | 27861.6849 | 26761.0624 | 25496.4046 | 24798.0728
2015-01-02 | 24134.5118 | 23467.4998 | 23200.8544 | 22805.3246 | 22131.1309 | 22071.8179 | 21909.6093 | 22278.8524 | 22517.6591 | 23125.64 | 23789.7004 | 24412.3535 | 24922.4618 | 25289.1157 | 25602.6797 | 26017.8175 | 26429.6859 | 26565.2641 | 26841.4671 | 27064.3866 | 26721.0995 | 25440.1355 | 24756.0591 | 24406.8667
2015-01-03 | 24102.2746 | 23412.3029 | 23456.3685 | 23481.192 | 23463.7982 | 23403.1827 | 23171.0816 | 22958.3938 | 22867.5303 | 23068.9665 | 23739.3486 | 24052.9148 | 24327.3596 | 24979.222 | 25682.8237 | 26351.5293 | 26268.9441 | 26648.8562 | 26785.5157 | 26998.1608 | 26583.0921 | 26099.9698 | 25372.6664 | 24788.2364
2015-01-04 | 24202.1416 | 23547.7949 | 23471.1532 | 23393.4119 | 24149.5826 | 24679.6841 | 26413.9653 | 27468.5687 | 28439.4312 | 29668.2123 | 30260.9122 | 30200.4043 | 30216.9916 | 30270.7067 | 30358.3027 | 30212.2975 | 29979.7691 | 29770.9442 | 29492.5092 | 29022.2099 | 27928.2627 | 26779.4259 | 25386.2858 | 24814.2256
2015-01-05 | 24848.5658 | 24140.1232 | 24050.4379 | 23420.21 | 23428.0801 | 24641.8263 | 25774.4273 | 27513.8291 | 27852.4715 | 28961.9699 | 29677.5503 | 30175.5735 | 30206.6728 | 29592.9905 | 28966.7622 | 28991.0067 | 28847.9042 | 28543.4872 | 28244.2897 | 27781.0152 | 27274.9101 | 26096.779 | 25469.5658 | 24747.6825
2015-01-06 | 24180.1755 | 23506.6701 | 22834.704 | 22772.1222 | 23428.6095 | 23998.5258 | 25085.7411 | 26844.5554 | 28521.5549 | 29632.5315 | 30236.3512 | 30222.9842 | 30373.0657 | 30217.4583 | 29578.7252 | 29641.9901 | 28953.6923 | 28564.3269 | 28119.749 | 27689.4113 | 27007.4172 | 26148.7421 | 25450.7624 | 24862.0381
2015-01-07 | 24172.4164 | 23469.5806 | 23477.2093 | 23422.633 | 24092.894 | 25312.2678 | 26977.3567 | 28155.8879 | 29274.7084 | 29523.7791 | 30227.039 | 30250.4201 | 30349.5553 | 30198.7545 | 30305.9182 | 30336.3927 | 30302.0327 | 30442.9873 | 30061.6298 | 29687.811 | 28644.7254 | 27370.4094 | 26109.23 | 25486.0381
2015-01-08 | 24835.3067 | 24215.1957 | 23499.1272 | 23440.76 | 24116.4835 | 25255.3379 | 26420.9083 | 27496.2752 | 29053.2009 | 29541.2874 | 29598.1893 | 30186.2097 | 30228.5323 | 30237.9505 | 30296.7951 | 30262.6728 | 29547.188 | 29746.9689 | 29472.98 | 29129.8977 | 28014.2917 | 26771.3421 | 26106.4214 | 25423.186
2015-01-09 | 24245.8795 | 23919.7152 | 23424.3193 | 22783.6372 | 22248.307 | 21733.925 | 21410.7579 | 22279.0091 | 22870.6791 | 23778.6809 | 24417.2915 | 25038.0546 | 25714.2257 | 26226.068 | 26343.4522 | 26445.4399 | 26386.6977 | 26539.9564 | 26155.4032 | 25857.7162 | 25412.8851 | 25108.048 | 24774.0977 | 24467.0268
2015-01-10 | 24165.5587 | 23866.8732 | 23439.2557 | 23437.3489 | 23409.0777 | 23285.2854 | 23758.7105 | 23559.3259 | 23252.8656 | 23044.6699 | 23709.509 | 24445.0679 | 24956.895 | 25720.8772 | 26058.0111 | 26338.0431 | 26376.248 | 26557.3264 | 26856.4109 | 27084.5709 | 26568.011 | 26770.1081 | 26009.2238 | 25473.158
2015-01-11 | 24830.566 | 24193.5099 | 23505.9244 | 23497.438 | 24172.85 | 25211.0067 | 27111.4978 | 28122.5082 | 29129.0439 | 29584.5761 | 30280.9915 | 30227.6747 | 30242.7754 | 30271.1923 | 30240.2443 | 30324.6851 | 30313.0709 | 30561.2695 | 30112.031 | 29796.2025 | 28625.0297 | 27359.7115 | 26105.1849 | 25409.3922
2015-01-12 | 24763.5297 | 24109.5739 | 23603.2304 | 23479.7388 | 24095.082 | 25306.9351 | 27020.1848 | 28071.1646 | 29092.4966 | 29622.9703 | 30245.6021 | 30230.0334 | 30257.4492 | 30204.7763 | 30208.4041 | 30275.8915 | 30298.7111 | 30445.8398 | 30172.1631 | 29085.1219 | 27925.2063 | 26788.2919 | 26175.4625 | 25347.8151
2015-01-13 | 24800.4522 | 24157.3216 | 23440.6493 | 23472.3153 | 24150.7485 | 25315.0435 | 27065.1762 | 28151.8504 | 29200.0528 | 29475.25 | 30254.0654 | 30210.7446 | 30279.0348 | 30268.5887 | 30204.76 | 30356.2867 | 30253.9168 | 30550.8798 | 30120.4688 | 29744.784 | 28567.8149 | 27281.1482 | 26036.0188 | 24810.4605
2015-01-14 | 23520.2413 | 22835.9213 | 22213.0744 | 22205.2117 | 22802.5766 | 23351.3277 | 25097.6467 | 26137.763 | 27177.77 | 28280.2345 | 28847.3889 | 29595.8203 | 29672.1899 | 29735.7133 | 29607.1313 | 29613.0316 | 28986.1355 | 28539.2924 | 28184.7607 | 27794.0575 | 27294.6329 | 26713.7571 | 26145.7833 | 25445.6461
2015-01-15 | 25415.8419 | 24894.7343 | 24096.9653 | 23569.7305 | 24079.1431 | 24746.0197 | 26414.4354 | 27514.1699 | 28522.0531 | 29559.8988 | 30324.5799 | 30188.93 | 30301.266 | 30262.9691 | 29576.915 | 29677.5777 | 29613.4601 | 29801.4232 | 29510.6349 | 28361.5775 | 27281.6074 | 26203.4606 | 25510.9857 | 24728.46
2015-01-16 | 24145.8919 | 24086.1427 | 24080.4324 | 23536.0891 | 23439.7625 | 23405.1997 | 23803.0703 | 23515.2763 | 23929.987 | 23770.1978 | 24431.5195 | 25089.5503 | 25702.8561 | 25702.4207 | 25676.5966 | 25701.1211 | 26269.0845 | 26571.3448 | 26913.985 | 26445.0553 | 25940.558 | 25524.8884 | 24746.9424 | 24857.2093
2015-01-17 | 24789.6093 | 24056.6262 | 24069.7131 | 23383.5208 | 23500.6662 | 23428.3932 | 23773.9562 | 23644.5427 | 23203.0695 | 23732.2114 | 24314.9864 | 25051.5182 | 25738.3489 | 25773.1508 | 25702.8249 | 26406.311 | 27014.964 | 27975.5871 | 28228.3475 | 27777.863 | 27262.4375 | 26751.8264 | 26093.9167 | 25468.3239
2015-01-18 | 24861.0561 | 24151.3962 | 23501.4909 | 23489.2181 | 24169.1929 | 24664.7041 | 25631.8549 | 26887.2529 | 27870.0648 | 28872.1756 | 29470.2109 | 30240.9956 | 30254.995 | 30275.9166 | 30271.4143 | 30341.2865 | 30295.3194 | 30473.6752 | 30122.1635 | 29744.3282 | 28546.3627 | 27351.0584 | 26761.4896 | 26092.7055
2015-01-19 | 26128.8716 | 25393.6356 | 24780.647 | 24053.5114 | 24153.9047 | 24705.3584 | 25777.4898 | 26827.3504 | 28500.7815 | 29610.8131 | 30335.8289 | 30250.0724 | 30262.5543 | 30270.1007 | 30183.1756 | 30265.4616 | 30309.9792 | 29922.0632 | 29353.741 | 28915.0857 | 28563.7542 | 27372.3558 | 26803.3525 | 26123.7293
2015-01-20 | 25506.8396 | 24759.5274 | 24169.5386 | 23362.1827 | 23424.5344 | 24620.8264 | 26371.6107 | 27591.4939 | 28458.0256 | 28932.7158 | 29590.3684 | 30328.8503 | 30345.1838 | 30272.335 | 30265.1382 | 30256.8053 | 30271.354 | 30496.7871 | 30820.6449 | 30309.0799 | 29239.4233 | 28020.4497 | 27129.7111 | 26100.1874
2015-01-21 | 24830.1183 | 24152.4253 | 24116.353 | 23402.187 | 24041.4125 | 25288.1168 | 26410.5602 | 28197.9374 | 29141.3751 | 29641.0787 | 30310.6586 | 30137.812 | 30200.0728 | 30271.301 | 30280.4807 | 30258.6604 | 30272.3845 | 29798.5868 | 28806.4224 | 27812.6629 | 26972.594 | 26123.2931 | 24795.4115 | 24105.3322
2015-01-22 | 24196.3154 | 24070.951 | 23413.9544 | 23353.6269 | 24125.897 | 24560.1682 | 25801.8316 | 26892.3468 | 28526.0551 | 29575.1934 | 30275.0766 | 30247.2258 | 30262.2474 | 30303.9279 | 30292.0746 | 30271.7645 | 30155.4598 | 29875.9228 | 28870.858 | 27771.4553 | 26586.7284 | 26177.5051 | 25448.919 | 24703.308
2015-01-23 | 24794.26 | 24189.4388 | 24115.9362 | 23406.1587 | 23479.1215 | 23342.6327 | 23079.4022 | 23466.3582 | 23985.2083 | 24296.7161 | 25052.9784 | 25378.0618 | 25616.849 | 26035.7985 | 26393.5703 | 26332.1894 | 26438.0236 | 26567.9541 | 26812.2324 | 27088.7294 | 26562.8429 | 25761.906 | 24761.8363 | 24114.4231
2015-01-24 | 24151.6113 | 23830.3584 | 23469.0341 | 23530.4373 | 23327.0949 | 23397.7128 | 23514.2032 | 23516.1679 | 23280.4868 | 23065.7635 | 23797.0633 | 24377.9837 | 24950.9402 | 25116.663 | 25643.7082 | 25949.0951 | 26320.1439 | 26560.5746 | 26945.9939 | 27118.9004 | 26905.7726 | 26745.7313 | 26104.7389 | 25459.4778
2015-01-25 | 24767.577 | 24206.9741 | 23503.3425 | 23438.8981 | 24107.0652 | 24593.7261 | 26434.8015 | 27453.9642 | 29052.0445 | 29630.974 | 29931.2749 | 30298.4244 | 30314.6165 | 30258.7513 | 30295.9636 | 30274.2434 | 30260.8301 | 30511.6819 | 30097.7479 | 29108.095 | 27984.5265 | 27393.5583 | 26659.9712 | 26046.0003
2015-01-26 | 24818.3635 | 24120.2611 | 24065.332 | 24249.8898 | 24210.6317 | 24639.8216 | 26394.1942 | 27476.4562 | 28544.5521 | 28977.8197 | 29515.5486 | 30210.8516 | 30234.1813 | 30308.6798 | 30288.1341 | 30294.4275 | 30320.3415 | 30466.1563 | 30120.5322 | 29020.2387 | 27989.4341 | 27463.9683 | 26774.6822 | 26044.3689
2015-01-27 | 24952.6985 | 24181.5051 | 24033.6973 | 24135.3945 | 24096.4318 | 25261.5832 | 26362.3315 | 27423.8962 | 28470.2185 | 29635.5671 | 30283.1999 | 30261.4594 | 30181.3079 | 30245.7839 | 30336.8079 | 30240.8185 | 30243.5665 | 30600.2348 | 30176.6604 | 29068.1866 | 27887.7281 | 27387.5294 | 26863.5745 | 26162.9035
2015-01-28 | 25456.9953 | 24733.0393 | 24148.7957 | 24166.0535 | 24073.6441 | 25266.9105 | 27127.8217 | 28179.9357 | 29243.0236 | 29570.4141 | 30235.6155 | 30312.0648 | 30206.7664 | 30305.7289 | 30279.085 | 30249.8014 | 30243.1672 | 30490.179 | 30256.671 | 29607.4568 | 28611.652 | 27743.8535 | 26804.6764 | 25802.7743
2015-01-29 | 24796.7051 | 24147.8954 | 24087.0264 | 24108.554 | 24708.5965 | 25998.3909 | 27070.3746 | 28126.1812 | 29180.532 | 29559.6168 | 29593.0929 | 29569.296 | 29671.7598 | 29541.8534 | 29568.8991 | 29267.0959 | 29018.0723 | 28576.96 | 28130.3703 | 27085.7916 | 26608.4934 | 25391.958 | 24714.4301 | 24825.0894
2015-01-30 | 24188.7664 | 24192.0248 | 24101.315 | 23448.7436 | 23362.1745 | 23353.4457 | 23807.9446 | 23587.0165 | 23959.4301 | 24349.862 | 25028.641 | 25742.6618 | 25731.0758 | 25668.6657 | 25597.2873 | 26374.4807 | 26345.7331 | 26631.1768 | 26959.8385 | 26438.3236 | 25943.4465 | 25478.9194 | 24853.953 | 24028.4258
2015-01-31 | 24067.6727 | 23450.312 | 23500.2416 | 23423.5541 | 22775.1193 | 22732.1452 | 22631.0563 | 22233.2204 | 22592.5025 | 23757.1799 | 24395.1758 | 24932.1377 | 25040.3418 | 25007.208 | 25630.1716 | 25669.488 | 25651.1203 | 26536.5846 | 26913.2531 | 26491.1005 | 26657.8516 | 26033.0139 | 25358.9093 | 24761.4374
2015-02-01 | 24855.3963 | 24793.3534 | 24126.7703 | 23470.7633 | 23467.7939 | 24024.9181 | 25114.2211 | 26178.2013 | 27147.2967 | 28959.9436 | 29575.9662 | 29582.1447 | 30183.5642 | 30346.1031 | 30218.6546 | 30215.3829 | 30364.7645 | 30544.5009 | 30103.6974 | 29663.0852 | 28523.471 | 27424.3624 | 26811.7866 | 26155.9134
2015-02-02 | 25409.7374 | 24870.7188 | 24134.0999 | 23388.5757 | 23403.5271 | 24045.152 | 25139.1008 | 26906.0407 | 27800.9973 | 28978.3575 | 29576.6821 | 30316.2818 | 30227.428 | 30203.4926 | 30268.2204 | 30356.7295 | 30266.0459 | 29896.8991 | 29531.3204 | 29072.5277 | 28516.1406 | 27681.2121 | 26751.1593 | 26112.2065
2015-02-03 | 25480.4914 | 24749.7595 | 24185.0688 | 23420.2192 | 23465.3958 | 23886.6318 | 25084.7605 | 26742.552 | 28425.1032 | 29659.365 | 30207.3954 | 30282.0141 | 30220.089 | 30198.4581 | 30219.3676 | 30259.0228 | 30247.5066 | 30445.2748 | 30148.4648 | 29746.5834 | 28585.0006 | 27557.5934 | 26673.7959 | 25993.0186
2015-02-04 | 25465.9459 | 24733.4654 | 24179.149 | 24062.3924 | 24145.2521 | 24600.7911 | 26505.6241 | 27433.3333 | 28478.162 | 28979.6242 | 29663.4528 | 30249.5068 | 30329.5485 | 30265.749 | 30186.3684 | 30309.9306 | 30199.2861 | 30520.3743 | 30790.2701 | 30315.3262 | 29129.2118 | 28067.1235 | 26693.4449 | 26139.6281
2015-02-05 | 25448.7648 | 24835.6654 | 24126.0333 | 23471.1394 | 23423.0577 | 23986.4995 | 25756.9393 | 27463.3655 | 28547.7905 | 28943.7989 | 29603.57 | 30273.5986 | 30229.3005 | 30189.5438 | 30276.5181 | 29568.6745 | 28952.0969 | 29145.9852 | 28822.9385 | 28425.8091 | 27266.5669 | 26707.7849 | 25452.1188 | 24793.4517
2015-02-06 | 24436.5553 | 24461.2449 | 23772.7045 | 23865.0832 | 23150.7671 | 23035.3316 | 23400.7872 | 23281.1817 | 23563.607 | 24072.0382 | 24722.4233 | 25313.9098 | 25399.8507 | 25303.6274 | 25472.5323 | 26142.3335 | 26141.5173 | 26321.2165 | 26443.7063 | 26747.2358 | 26240.3537 | 25758.6543 | 25163.605 | 24841.6138
2015-02-07 | 24493.2848 | 24407.3853 | 23739.5987 | 23244.0333 | 22501.2999 | 22420.2587 | 22799.9729 | 22561.5844 | 22282.6084 | 22858.8627 | 23452.5569 | 23970.6789 | 24139.6737 | 24731.1021 | 24992.3203 | 25707.5949 | 26065.1692 | 26555.7197 | 26896.1774 | 26752.3132 | 26236.6726 | 26159.023 | 25730.0438 | 25028.2267
2015-02-08 | 24528.6472 | 23764.6026 | 23161.9451 | 23048.3718 | 23777.1478 | 24942.4445 | 25970.3726 | 27811.9415 | 28904.2281 | 29686.9838 | 29857.6092 | 30469.3616 | 30665.7765 | 30594.8846 | 30509.0426 | 30674.6059 | 30234.7854 | 30195.2151 | 29850.6363 | 28690.4926 | 27558.4472 | 26422.5975 | 25712.3625 | 25160.8402
2015-02-09 | 24506.5514 | 23826.6015 | 23261.8108 | 23153.4943 | 23877.1105 | 25593.7474 | 26773.7834 | 27860.8662 | 28793.6106 | 29242.975 | 29855.4004 | 30588.9741 | 30634.966 | 30645.905 | 30478.9662 | 30643.0261 | 29931.9974 | 29513.4496 | 29174.4623 | 28700.037 | 27617.9815 | 26996.846 | 26388.4801 | 25747.3351
2015-02-10 | 24542.2238 | 23821.5323 | 23198.5108 | 23103.4518 | 23715.678 | 25611.5564 | 26665.3257 | 27764.3177 | 28807.4471 | 29171.5288 | 29257.1187 | 29839.521 | 29868.9827 | 29953.7675 | 29924.7902 | 29303.0447 | 29337.3352 | 29190.3726 | 29497.6264 | 28995.2316 | 28246.8798 | 27441.7659 | 26458.7339 | 25790.8341
2015-02-11 | 24402.9898 | 23791.7092 | 23157.4048 | 23082.083 | 23793.0414 | 25666.6078 | 26732.184 | 27883.9482 | 28852.5512 | 29246.8875 | 29950.1252 | 30598.3607 | 30703.5179 | 30665.0296 | 29975.1717 | 29963.2389 | 29377.6851 | 29157.8169 | 29212.0608 | 28695.3521 | 27725.3031 | 27065.0134 | 26466.5318 | 25668.8695
2015-02-12 | 24473.3824 | 23820.7411 | 23744.3936 | 23794.4571 | 23732.9509 | 24322.8098 | 26116.8703 | 26871.5106 | 27532.0933 | 27962.3 | 28576.3157 | 29191.8171 | 29212.5918 | 29325.0434 | 29273.5087 | 29257.4689 | 29294.9955 | 28824.6178 | 28497.8883 | 27376.6325 | 26970.4237 | 26374.7416 | 25772.5921 | 25142.0564
2015-02-13 | 24404.9016 | 23837.5097 | 23737.995 | 23765.6949 | 23743.2 | 23727.8482 | 24122.4201 | 23928.1143 | 23958.6427 | 23961.7254 | 24665.8613 | 25041.661 | 25327.3679 | 26094.495 | 26024.3743 | 26041.7138 | 26337.0428 | 26875.0273 | 27254.7241 | 27442.072 | 26924.5667 | 26491.9745 | 25841.2226 | 24996.2096
2015-02-14 | 24478.151 | 24425.8708 | 24425.918 | 23791.844 | 23801.3368 | 23627.068 | 23478.2827 | 23251.1767 | 22931.9176 | 23463.6677 | 23415.1577 | 24051.4892 | 24715.4305 | 24724.6051 | 25397.4636 | 25754.2895 | 26056.3818 | 26377.7231 | 26507.4205 | 26846.9961 | 26341.1494 | 26431.6536 | 25762.6988 | 25784.6073
2015-02-15 | 25152.632 | 24446.4313 | 24265.3102 | 23827.7134 | 23833.9328 | 24348.4613 | 24707.078 | 25143.9173 | 25213.9438 | 25431.7338 | 26024.9186 | 26655.8591 | 27358.3203 | 27867.2787 | 28046.8873 | 28638.456 | 29232.4437 | 30212.3648 | 30481.286 | 30018.4787 | 28310.9624 | 27021.6345 | 26453.1083 | 25768.9648
2015-02-16 | 25087.1671 | 24426.1364 | 23820.1575 | 23742.514 | 23787.7932 | 24346.1537 | 26078.6462 | 27735.0749 | 28915.9146 | 29938.8681 | 30603.2731 | 30571.509 | 30591.6514 | 30580.9667 | 30504.3663 | 30584.3904 | 30643.8227 | 30840.8818 | 30482.0957 | 30084.2283 | 28858.1733 | 27810.7209 | 26374.4943 | 25771.866
2015-02-17 | 25189.6917 | 24529.4137 | 23861.4628 | 23128.5214 | 23844.5306 | 24242.5938 | 26118.2982 | 27182.6937 | 28915.7913 | 29923.6744 | 30625.7981 | 30642.8058 | 30526.1367 | 30576.9459 | 30582.8344 | 30596.5128 | 30557.3959 | 30847.2838 | 30504.9661 | 29417.283 | 28279.2515 | 27130.4723 | 26435.8725 | 25811.7331
2015-02-18 | 25101.8076 | 24398.4846 | 24457.9484 | 23704.2702 | 23732.7815 | 24355.0176 | 26032.8258 | 27189.4236 | 28823.3696 | 29970.0741 | 30620.6352 | 31275.6024 | 31196.3364 | 31246.7982 | 31206.2112 | 31287.4134 | 31240.055 | 30939.1766 | 30494.4836 | 30100.0586 | 28872.7656 | 27009.2145 | 26433.53 | 25748.5764
2015-02-19 | 25156.722 | 24869.6899 | 24436.0651 | 23770.1254 | 23796.196 | 24407.2675 | 26005.5012 | 27194.5364 | 28775.3962 | 29955.4925 | 30509.9927 | 30514.7048 | 30524.5794 | 30556.1357 | 30242.3722 | 29910.8826 | 29859.9087 | 30195.7521 | 29841.4376 | 28713.1346 | 27591.4373 | 27086.3488 | 26398.9724 | 25748.1799
2015-02-20 | 25761.2967 | 25087.062 | 24520.0641 | 23838.7307 | 23752.7434 | 24262.0051 | 24080.0817 | 23929.2308 | 24257.2826 | 24698.7576 | 25354.93 | 25322.7452 | 25353.4425 | 25389.3102 | 25250.3785 | 25317.2382 | 25320.2876 | 25942.2687 | 26619.1017 | 26753.5676 | 26957.2715 | 26787.4316 | 26403.8337 | 25778.4326
2015-02-21 | 25087.6342 | 24462.3177 | 24431.0321 | 24355.1343 | 24394.5514 | 24283.5574 | 24147.4149 | 23988.6844 | 23567.2294 | 24028.4436 | 24711.0475 | 25379.5368 | 25344.966 | 25380.861 | 25319.8944 | 25374.128 | 26052.7057 | 26859.8158 | 27280.9953 | 26751.1146 | 26425.798 | 26383.8413 | 25801.7467 | 25838.3881
2015-02-22 | 25088.6922 | 24510.2962 | 23770.3194 | 23808.8306 | 23647.7101 | 24266.2989 | 26057.2209 | 27178.7725 | 28803.5713 | 29304.8985 | 29840.8701 | 30545.1965 | 30579.2576 | 30694.2992 | 30648.0118 | 30594.6652 | 30658.0831 | 30821.4802 | 30443.6801 | 29983.7873 | 28966.1347 | 27748.3836 | 26467.0912 | 25745.294
2015-02-23 | 25706.1298 | 25152.4395 | 24498.7177 | 23721.6881 | 24470.4284 | 25028.5207 | 26077.6258 | 27135.9506 | 28723.6882 | 30025.0087 | 30574.2269 | 30622.6101 | 30556.5084 | 30507.1861 | 30623.6499 | 30642.9108 | 30675.5853 | 30771.5848 | 31146.8018 | 30790.9889 | 30156.4475 | 28375.1616 | 27016.4214 | 26386.1878
2015-02-24 | 25201.5881 | 24445.3495 | 23799.5636 | 23800.2378 | 23873.0306 | 24299.1855 | 25977.8857 | 27188.1796 | 28752.9802 | 29861.8127 | 30635.8595 | 30503.7649 | 30615.3606 | 30574.8494 | 30608.0818 | 30672.607 | 30520.1586 | 30825.2111 | 30537.7146 | 29948.4971 | 28845.1778 | 27717.4125 | 27047.9855 | 26349.5743
2015-02-25 | 25656.3197 | 25159.9793 | 24420.6947 | 23766.7735 | 23804.2701 | 24351.5677 | 25366.3156 | 26487.2971 | 28171.4337 | 29375.3328 | 29849.2198 | 31248.2944 | 31228.8889 | 31231.9797 | 31273.1394 | 31196.6186 | 31230.4086 | 31433.3577 | 31778.6277 | 30672.4019 | 29535.814 | 27676.2258 | 26490.6357 | 25848.5607
2015-02-26 | 25061.0481 | 25056.5643 | 25148.4668 | 24428.4928 | 23848.1042 | 23587.3632 | 24081.1313 | 25909.8442 | 26836.9445 | 27889.0089 | 29280.0154 | 29963.5467 | 30553.3909 | 30663.9079 | 30526.4227 | 30514.8369 | 30623.7364 | 30256.4228 | 29813.2325 | 29363.5356 | 28281.3865 | 27142.2406 | 25798.9692 | 25151.3875
2015-02-27 | 24699.7562 | 24531.493 | 23775.2492 | 23709.0936 | 23782.2371 | 23576.7812 | 23401.5053 | 23318.9203 | 23660.3468 | 24012.1058 | 24659.9425 | 24712.1404 | 25340.5694 | 25400.2804 | 25353.2671 | 25320.6957 | 25385.9703 | 25634.6403 | 25977.3543 | 26110.8358 | 26399.4368 | 25792.7247 | 25216.9689 | 24483.3677
2015-02-28 | 24405.2719 | 23867.3103 | 23873.7734 | 23090.6035 | 23064.6359 | 23722.3234 | 23510.1634 | 22645.4964 | 22856.2953 | 23421.8525 | 23429.5731 | 24721.1914 | 24784.5802 | 25394.7794 | 25361.0926 | 25307.3441 | 25403.8608 | 26250.2579 | 26594.1823 | 26715.0544 | 26293.994 | 26419.7887 | 25751.0702 | 25187.5408
2015-03-01 | 24332.8273 | 23810.2137 | 23114.6873 | 23126.5058 | 23735.6645 | 24354.0111 | 26112.0305 | 27166.612 | 28136.219 | 29342.8135 | 29863.8152 | 30499.3844 | 30564.4187 | 30577.9167 | 30626.2517 | 30546.6551 | 30625.7595 | 30797.6449 | 30438.2339 | 30077.5749 | 28577.02 | 27738.0926 | 26412.9848 | 25780.027
2015-03-02 | 25155.6597 | 24482.6139 | 23769.5905 | 23139.7408 | 23086.0236 | 23676.192 | 24683.1618 | 25779.9789 | 26898.5322 | 27944.5936 | 29226.964 | 30002.8595 | 30643.3877 | 30628.0476 | 30660.1265 | 30597.0738 | 30574.7876 | 30111.9797 | 30479.1728 | 30030.6796 | 28829.1499 | 27799.0969 | 26411.6014 | 25734.434
2015-03-03 | 25127.5726 | 24511.3946 | 23767.8534 | 23126.5912 | 23181.2757 | 24369.8283 | 25446.9097 | 26466.6723 | 28192.8351 | 29271.2523 | 29993.2979 | 30557.7546 | 30576.2949 | 30641.177 | 30554.9833 | 30595.9462 | 30608.4141 | 30209.3944 | 30090.477 | 30022.9652 | 28991.504 | 28369.7297 | 27066.9928 | 26403.2149
2015-03-04 | 25074.0045 | 24446.0325 | 23817.1007 | 23104.0954 | 23755.27 | 24322.9608 | 24725.003 | 25879.2024 | 27501.8516 | 28580.3142 | 29310.2997 | 29850.8231 | 29908.969 | 29907.6248 | 29987.8768 | 30016.7322 | 29923.291 | 30204.5218 | 30473.2734 | 30117.7925 | 28941.8643 | 27693.5599 | 26479.4387 | 25802.0561
2015-03-05 | 25060.5017 | 24489.6896 | 23864.5424 | 23529.1502 | 23130.729 | 23672.5376 | 24757.6089 | 25863.1586 | 27483.4571 | 28555.9785 | 29324.1506 | 29876.6446 | 29997.6964 | 29887.6631 | 29959.9069 | 30007.7485 | 29908.9773 | 29503.3953 | 29183.93 | 28433.0036 | 27655.3167 | 26441.939 | 25820.4792 | 25213.7477
2015-03-06 | 24406.5203 | 23843.648 | 23817.5718 | 23126.4337 | 23059.4995 | 22971.6777 | 22814.9206 | 23326.5747 | 22840.7865 | 23449.3427 | 23441.3553 | 23982.9564 | 25394.1584 | 25372.1018 | 25436.9052 | 25399.1886 | 25440.403 | 25696.4057 | 25845.1376 | 26204.1998 | 26329.7753 | 25813.9667 | 25320.0714 | 24497.7842
2015-03-07 | 24458.4965 | 24481.0168 | 23837.892 | 23750.4932 | 23117.0036 | 23010.2209 | 22893.8685 | 22641.2406 | 22934.9189 | 23356.2098 | 23424.4989 | 23996.1271 | 24678.2229 | 24662.9548 | 24775.6479 | 24674.142 | 24686.1376 | 25636.796 | 25950.1988 | 26178.4142 | 26199.5663 | 25749.4752 | 25182.8377 | 24449.3578
2015-03-08 | 24371.3146 | 23738.2615 | 23208.9232 | 23098.2245 | 23044.8635 | 23943.4031 | 25432.6383 | 26435.7663 | 27525.4163 | 28629.8613 | 29931.5778 | 30606.537 | 30654.9116 | 30650.1163 | 30531.4759 | 30602.326 | 29940.8805 | 29532.4231 | 29135.8164 | 29359.4439 | 28990.9886 | 27010.767 | 26315.8857 | 25768.3591
2015-03-09 | 25145.8869 | 24445.6359 | 23792.8713 | 23132.377 | 23091.0357 | 23953.0457 | 25383.5585 | 26545.3977 | 27516.1954 | 28731.1563 | 29867.1787 | 30569.1417 | 30571.575 | 30575.1189 | 30696.7723 | 30641.3088 | 29892.5132 | 29507.9518 | 29146.5243 | 28713.5553 | 28267.9774 | 27642.3802 | 26388.606 | 25789.8518
2015-03-10 | 25121.0591 | 24363.6071 | 23846.7192 | 23182.6071 | 23164.1315 | 24294.5035 | 26120.7869 | 27207.9109 | 28114.0301 | 29315.4939 | 29922.7446 | 30583.2644 | 30591.5804 | 30541.2248 | 29883.5722 | 29977.9384 | 29975.3075 | 29577.3132 | 29153.4179 | 28776.3102 | 28247.4464 | 27671.4664 | 26435.3326 | 25754.1674
2015-03-11 | 25108.4373 | 24443.2687 | 23793.0631 | 23114.9285 | 23864.7707 | 24329.6765 | 25777.2649 | 27240.3774 | 28221.8227 | 29272.7153 | 29605.5897 | 29959.4102 | 29934.9076 | 29952.8558 | 29948.788 | 29929.0956 | 29576.7513 | 29479.1476 | 29075.5239 | 28708.8493 | 27927.4323 | 27151.7006 | 26386.4149 | 25691.343
2015-03-12 | 25158.1617 | 24422.9264 | 23904.2851 | 23179.7352 | 23150.4289 | 23751.3146 | 25409.1117 | 26515.6757 | 27562.0846 | 28007.3737 | 28639.8745 | 29225.6005 | 29917.3117 | 29884.4963 | 30021.1868 | 29900.0014 | 29205.0592 | 28851.7652 | 27872.0963 | 27412.6076 | 27028.6025 | 26471.3002 | 25752.3167 | 25078.3948
2015-03-13 | 24489.7065 | 24131.0516 | 23812.3022 | 23800.6143 | 23457.5844 | 23035.409 | 22923.0905 | 23269.3574 | 22928.4395 | 23418.2719 | 23999.933 | 24735.8218 | 24737.1562 | 24623.8247 | 24644.9067 | 24799.0694 | 24661.4489 | 24551.0632 | 24545.3639 | 24800.2918 | 24779.1502 | 23750.7657 | 23804.7654 | 23774.2343
2015-03-14 | 23148.9226 | 22848.4616 | 22465.7517 | 22454.8594 | 22526.6888 | 22713.0942 | 22156.8333 | 22179.4133 | 22617.4507 | 22680.7309 | 23088.5873 | 23400.4747 | 23968.4355 | 24074.581 | 24043.6038 | 24051.4997 | 24119.9785 | 24224.5467 | 24514.2512 | 24799.5989 | 24414.6414 | 24452.9987 | 23787.015 | 23102.2739
2015-03-15 | 22514.565 | 22544.5264 | 22498.0473 | 22442.1646 | 22509.4267 | 23698.3688 | 25405.3941 | 26472.0932 | 27191.255 | 28023.2249 | 28700.1603 | 29268.6645 | 29311.2465 | 29222.006 | 28614.7284 | 28333.8444 | 28098.7476 | 27792.6195 | 27544.6109 | 27481.1335 | 27054.2347 | 25784.2138 | 25024.9692 | 24436.0944
2015-03-16 | 24465.7519 | 23802.1297 | 23109.5117 | 23145.0241 | 23003.7134 | 23725.5967 | 25446.715 | 26453.1967 | 27537.7392 | 27957.0311 | 28596.4569 | 29291.6599 | 29145.1989 | 29312.7912 | 29291.5441 | 28686.5145 | 27972.7409 | 26967.9192 | 26524.1621 | 26404.6307 | 26281.1599 | 25735.609 | 25116.7437 | 24465.2629
2015-03-17 | 24441.1174 | 23811.2952 | 23069.949 | 23130.9905 | 23036.5786 | 23697.2259 | 24708.9876 | 26519.1312 | 27554.5613 | 28301.8906 | 28606.0175 | 29264.8666 | 29275.9366 | 29320.3496 | 29320.2258 | 28645.2222 | 28037.5189 | 26781.171 | 26205.8579 | 25748.5102 | 25585.8021 | 25132.0702 | 24413.2463 | 23760.7659
2015-03-18 | 23221.7289 | 23206.8211 | 23163.6459 | 23090.9074 | 23084.4891 | 23680.5351 | 25398.41 | 26463.944 | 27495.6378 | 28667.8069 | 29279.5096 | 29904.0963 | 29870.5093 | 29939.5576 | 29273.0461 | 28620.4186 | 28074.1074 | 27000.0394 | 26886.5096 | 26808.5438 | 26621.3483 | 26385.9649 | 25130.5888 | 24447.4851
2015-03-19 | 24205.962 | 23874.1237 | 23157.7998 | 23096.4398 | 23735.6076 | 24307.0676 | 25378.7942 | 26435.6276 | 27923.7529 | 28633.4045 | 29221.46 | 30022.6661 | 29955.2602 | 29894.7008 | 29324.8476 | 28718.2655 | 28063.8321 | 27590.4296 | 27224.9639 | 26853.7354 | 26574.5664 | 26039.6379 | 25643.1752 | 25159.2157
2015-03-20 | 24476.0383 | 23820.1677 | 23178.8569 | 23163.1133 | 23046.1454 | 23050.5384 | 22870.2097 | 22597.9229 | 22889.9064 | 23052.6459 | 23398.3603 | 23706.1794 | 24004.4284 | 24417.9868 | 24826.8109 | 24575.604 | 24807.7997 | 24836.5803 | 25232.1884 | 25536.3078 | 25278.726 | 25067.55 | 24469.607 | 24160.9169
2015-03-21 | 23767.9507 | 23525.7853 | 23103.9092 | 23162.2401 | 23092.2442 | 22934.3042 | 22845.3982 | 22554.7533 | 22947.0463 | 23357.9043 | 23397.0714 | 23400.4465 | 23450.693 | 24092.5741 | 24146.4628 | 24092.0633 | 24043.198 | 24284.1 | 24582.4315 | 25399.9334 | 25633.4834 | 25799.2863 | 25106.8409 | 24484.7472
2015-03-22 | 24413.7707 | 23772.793 | 23759.0323 | 23120.5869 | 23079.5981 | 23666.2925 | 25115.543 | 26248.0292 | 27488.1646 | 28676.5772 | 29156.8717 | 29891.0938 | 29892.4064 | 29958.987 | 30039.9525 | 30039.5105 | 29361.6476 | 28904.2512 | 28498.3478 | 28075.8942 | 27553.9961 | 27053.3477 | 26440.0134 | 25760.8933
2015-03-23 | 25138.1006 | 24541.7003 | 23774.7505 | 23177.4633 | 23181.168 | 23716.7975 | 25462.5528 | 26628.104 | 28159.4914 | 29336.4427 | 30030.3998 | 29853.9256 | 29897.8027 | 29907.7207 | 29960.111 | 29940.7567 | 29941.6776 | 29477.6053 | 29133.6615 | 28749.3482 | 28217.4145 | 27708.8816 | 26395.1667 | 25467.1405
2015-03-24 | 24459.1881 | 23776.1494 | 23095.8714 | 23118.6599 | 23095.6581 | 23655.2681 | 25130.9973 | 26196.8798 | 27747.1413 | 29279.8324 | 30007.7553 | 29983.1444 | 30594.6734 | 30585.094 | 30560.4784 | 30588.1645 | 29877.2356 | 29533.3839 | 29129.7432 | 28732.5876 | 28268.1493 | 27726.2157 | 26367.1885 | 25733.3004
2015-03-25 | 24431.7597 | 24424.0425 | 23933.8558 | 23130.3818 | 23062.3561 | 23695.7644 | 24763.0571 | 25866.5389 | 27573.4585 | 29086.0149 | 29781.3369 | 30319.3849 | 30625.8334 | 30617.7713 | 30689.4959 | 30660.5762 | 30635.5114 | 30115.2097 | 29821.3759 | 28780.9587 | 28349.7062 | 27091.4714 | 26478.9546 | 24521.4354
2015-03-26 | 23172.7577 | 23183.0631 | 23164.7336 | 23197.898 | 23823.7879 | 25044.7486 | 26077.1021 | 27771.114 | 28911.4575 | 30006.9617 | 30680.7538 | 30597.7565 | 30585.2611 | 30575.1786 | 30642.8085 | 30080.3694 | 29323.1814 | 28523.4241 | 27803.4115 | 27329.7189 | 26923.3555 | 25741.7362 | 24473.7794 | 23695.3394
2015-03-27 | 23106.9243 | 22499.7591 | 22460.3694 | 22456.0297 | 23091.9085 | 23055.6735 | 22728.2418 | 23323.5087 | 23599.856 | 23730.0916 | 24353.8554 | 24726.7641 | 24701.9174 | 24708.972 | 24788.1438 | 24815.9572 | 24172.3043 | 24365.1756 | 24619.1426 | 24865.1896 | 24657.513 | 24495.2113 | 23764.6226 | 23825.1855
2015-03-28 | 23836.3091 | 23729.9635 | 23820.5042 | 23687.1403 | 23139.2649 | 22992.288 | 22797.1802 | 22556.7858 | 22298.8035 | 22719.4081 | 23333.4497 | 24098.0027 | 24749.8877 | 24725.6387 | 24769.5568 | 24736.0056 | 24776.6909 | 24958.7174 | 25250.8166 | 26169.8187 | 26318.7089 | 25818.3604 | 25713.933 | 25015.2543
2015-03-29 | 24392.8146 | 23863.1615 | 23207.6333 | 23071.7129 | 23767.7238 | 24413.6193 | 25844.6417 | 26853.2523 | 28159.7296 | 29349.2095 | 29899.56 | 30559.5847 | 30572.9578 | 30623.5746 | 30566.7287 | 30585.9203 | 29972.3954 | 29553.9438 | 29201.7598 | 28758.6328 | 28252.8351 | 27073.4297 | 25746.5967 | 25077.8814
2015-03-30 | 24349.7311 | 24170.6139 | 23833.1679 | 23150.6993 | 23051.881 | 23693.852 | 25127.5861 | 26172.8554 | 28147.3217 | 29338.8095 | 29939.7829 | 30542.0268 | 30596.8255 | 30607.7843 | 30517.4986 | 30559.4709 | 30015.4171 | 29516.3431 | 29223.0898 | 28708.1324 | 28290.4251 | 27086.4335 | 26010.0795 | 25507.5966
2015-03-31 | 24462.0132 | 23891.6693 | 23518.555 | 23125.3673 | 23155.173 | 23676.5882 | 25474.2546 | 26864.2733 | 28550.163 | 29263.1125 | 30039.7035 | 29886.8 | 29905.609 | 29876.7986 | 29864.348 | 30042.2383 | 29269.2523 | 29487.2978 | 29466.2315 | 29315.3431 | 28893.5327 | 27689.3463 | 26330.353 | 25852.2506
2015-04-01 | 25076.4539 | 24477.1613 | 23823.3253 | 23273.7239 | 23107.9593 | 23615.4606 | 25506.8879 | 26523.5916 | 28186.8792 | 29303.4096 | 29863.2361 | 29919.2484 | 29919.625 | 29865.1754 | 29903.1366 | 29856.7048 | 29893.3695 | 29515.9733 | 29131.293 | 28769.4619 | 28299.7026 | 27704.0172 | 26327.5177 | 25846.8362
2015-04-02 | 24548.9752 | 23844.5372 | 23070.7996 | 23065.4031 | 23749.2866 | 24968.5042 | 26042.4531 | 27167.4486 | 28860.1216 | 29242.0997 | 30010.1315 | 29928.7361 | 29888.4639 | 29927.5024 | 29979.2495 | 29915.9535 | 28603.1158 | 27531.9329 | 27118.5129 | 26725.1225 | 26381.5869 | 25748.359 | 25131.5746 | 24407.8776
2015-04-03 | 24214.4871 | 23751.7156 | 23434.7278 | 23123.9634 | 23083.5671 | 22945.1641 | 22783.0789 | 23208.575 | 23651.7792 | 23347.8297 | 23988.8107 | 24621.9522 | 24731.098 | 24705.9371 | 24790.7168 | 24694.844 | 24685.6918 | 24976.2473 | 25171.1594 | 24725.2384 | 24762.5451 | 24423.2925 | 24144.4961 | 23705.8011
2015-04-04 | 23070.2379 | 23183.817 | 22480.7047 | 22419.7251 | 22447.407 | 22281.3009 | 22153.8542 | 22532.4839 | 22280.3066 | 22681.4308 | 23362.4031 | 24037.244 | 24661.3395 | 24646.3792 | 24652.9859 | 24624.3931 | 24728.5269 | 24840.2567 | 25199.2546 | 25432.8808 | 25567.791 | 25690.9836 | 25053.1937 | 24390.2052
2015-04-05 | 23444.3856 | 23209.4167 | 23070.9395 | 23002.1523 | 23708.5285 | 24203.4252 | 25317.4672 | 26368.3126 | 28121.8556 | 29208.393 | 29858.7924 | 29846.4483 | 29915.7135 | 29761.9726 | 29911.2945 | 29570.3628 | 29230.3036 | 28805.8518 | 28517.3386 | 28128.5129 | 27570.5071 | 26413.781 | 25864.815 | 25052.3408
2015-04-06 | 24396.2864 | 23724.909 | 23093.8038 | 23124.8031 | 22983.2031 | 23605.7648 | 25460.5829 | 27755.3058 | 28717.5024 | 29194.3138 | 29114.9192 | 29994.5603 | 29882.3798 | 29904.4172 | 29822.7095 | 29914.4545 | 29228.1637 | 29441.0244 | 29152.1449 | 28699.4062 | 27878.341 | 27023.8632 | 26444.3438 | 25763.8071
2015-04-07 | 25109.7463 | 24427.6802 | 23827.0343 | 23173.3534 | 23887.8278 | 24335.0631 | 26121.3865 | 27167.8441 | 28186.6322 | 29195.1578 | 30045.2993 | 29919.3512 | 29953.2706 | 29954.7504 | 30004.213 | 29948.3648 | 29290.5964 | 29260.37 | 29151.7492 | 28752.7242 | 28288.0116 | 27416.6231 | 26453.6038 | 25807.5061
2015-04-08 | 25521.3819 | 24838.9904 | 24074.7826 | 23539.8655 | 24088.7689 | 24623.3326 | 26384.1945 | 27488.1749 | 29126.9036 | 30293.4658 | 30838.4348 | 30889.1757 | 30918.1174 | 30915.5635 | 30932.0295 | 30255.4888 | 29900.7379 | 29864.6955 | 29505.5966 | 29006.5447 | 27861.4976 | 26716.0756 | 25432.5993 | 24789.5539
2015-04-09 | 24781.5701 | 24732.2209 | 24135.3593 | 23497.0986 | 23466.2754 | 24080.4595 | 25717.4977 | 27507.7743 | 28570.6798 | 28942.658 | 29569.1113 | 30245.5422 | 30331.6429 | 30239.895 | 30334.2327 | 30265.5373 | 29597.9463 | 29247.3588 | 28152.0466 | 27707.2719 | 27199.8941 | 26749.6995 | 25360.972 | 24840.818
2015-04-10 | 24859.2604 | 24143.5341 | 24104.1142 | 23285.2141 | 23470.4638 | 23413.0597 | 23147.5632 | 22963.455 | 23207.8404 | 23732.5191 | 24353.6046 | 25016.3223 | 25697.7798 | 25725.6153 | 25721.876 | 25690.0416 | 25791.3121 | 25244.4109 | 25571.7279 | 25762.0445 | 25931.4808 | 25448.164 | 24854.4511 | 24154.614
2015-04-11 | 24860.847 | 24129.1127 | 24052.1453 | 23414.3698 | 23387.3962 | 23411.6317 | 23829.574 | 22829.9864 | 22669.9174 | 23114.356 | 23693.7764 | 24406.8859 | 25030.4954 | 25050.6228 | 25665.5808 | 25649.1012 | 25785.1544 | 25939.679 | 26220.8485 | 26385.7109 | 26549.5828 | 25987.954 | 25500.3667 | 24802.545
2015-04-12 | 24924.971 | 24177.1852 | 23492.3841 | 23478.312 | 23513.7796 | 24027.054 | 25157.7561 | 26127.5404 | 28593.2972 | 29614.7123 | 30267.455 | 30367.0399 | 30281.4513 | 30224.2106 | 30225.3485 | 30253.8608 | 29575.5239 | 29254.7086 | 28771.7683 | 28498.6339 | 27960.4864 | 27391.1113 | 26770.9782 | 26071.6636
2015-04-13 | 25433.1435 | 25343.6737 | 24736.7808 | 24075.1002 | 24118.4095 | 24677.1682 | 25765.7784 | 26818.3415 | 27795.4282 | 28943.7538 | 30261.0637 | 30797.8426 | 30895.7342 | 30923.0349 | 30813.916 | 30896.6016 | 30923.5658 | 30475.4968 | 30133.1694 | 29718.2117 | 29259.3755 | 28673.1197 | 27299.6474 | 26118.0405
2015-04-14 | 25428.3526 | 24795.1567 | 24100.7119 | 23476.891 | 23459.9052 | 23958.979 | 25051.4592 | 26190.5682 | 27905.1963 | 29625.3019 | 30358.9465 | 30858.1833 | 30852.0794 | 30869.2133 | 30904.7759 | 30968.5117 | 30954.5504 | 30528.8244 | 30187.2651 | 29647.7539 | 29301.7616 | 28806.1639 | 27435.8492 | 26793.1162
2015-04-15 | 25535.9023 | 24802.0807 | 24058.8927 | 24112.5418 | 24173.3857 | 24656.2737 | 25761.223 | 26852.6685 | 27882.7825 | 28972.6257 | 30344.9862 | 30865.0171 | 30881.828 | 30869.5026 | 30919.27 | 30982.0257 | 30295.6308 | 30066.2962 | 30208.614 | 30038.2446 | 29914.5523 | 28760.09 | 27418.3347 | 26163.2706
2015-04-16 | 25415.1976 | 24700.4301 | 24095.7055 | 23435.3476 | 24113.8084 | 24590.5378 | 25693.1102 | 27480.0693 | 29180.1086 | 29566.7206 | 30288.9666 | 30250.84 | 30211.9814 | 30335.9344 | 30255.815 | 30259.9767 | 29599.4107 | 28517.9107 | 27563.9636 | 27149.7396 | 26670.435 | 26086.9803 | 24895.6337 | 24164.4198
2015-04-17 | 24055.0785 | 24127.9117 | 24147.8303 | 23466.1253 | 23366.6082 | 23361.4661 | 23158.8925 | 22945.5404 | 23257.2536 | 23737.5931 | 23680.8243 | 24344.529 | 25058.8458 | 25598.7937 | 25730.1509 | 25743.3833 | 25770.5845 | 25920.3684 | 26319.6376 | 26443.388 | 25609.776 | 25413.1246 | 24792.1548 | 24057.9438
2015-04-18 | 24150.1901 | 24167.3124 | 24204.429 | 23488.3712 | 23451.9195 | 23397.3214 | 23164.6701 | 23019.9045 | 22607.0712 | 23082.3232 | 23786.7894 | 24079.0271 | 24398.9359 | 24322.5742 | 25047.1936 | 25672.851 | 25625.747 | 25875.6522 | 25531.8305 | 25771.7581 | 26046.502 | 26084.3876 | 25407.5316 | 24881.504
2015-04-19 | 24823.9977 | 24072.0651 | 23416.145 | 23519.8773 | 23511.0722 | 23930.1726 | 25760.5636 | 27435.1006 | 29182.2463 | 29623.3029 | 30241.5055 | 30173.6394 | 30253.3118 | 30400.0284 | 30326.9852 | 30251.8535 | 29752.97 | 29090.0595 | 28843.2157 | 28426.2534 | 27945.4106 | 27413.5146 | 26701.4624 | 26067.4617
2015-04-20 | 25433.967 | 24773.9828 | 24143.1196 | 24071.1564 | 24166.4853 | 24631.573 | 25689.7242 | 27455.8032 | 28467.6201 | 29545.5771 | 30244.4951 | 30304.4631 | 30280.0605 | 30267.0714 | 30296.0398 | 30256.1903 | 30263.5321 | 29862.3068 | 28825.2142 | 28466.0522 | 27926.7628 | 27452.5707 | 26733.1833 | 26130.4992
2015-04-21 | 24781.4502 | 24145.6961 | 23498.8919 | 23434.1339 | 24119.0875 | 24579.9918 | 26467.5844 | 27429.6222 | 29136.2268 | 30325.54 | 30272.0806 | 30918.9584 | 30880.2482 | 30935.8383 | 30929.5462 | 30291.9657 | 29660.4179 | 29165.9731 | 28845.8113 | 28426.0396 | 27974.625 | 27396.9972 | 26726.486 | 25953.2166
2015-04-22 | 24730.8393 | 24109.7245 | 23524.9207 | 23426.6903 | 24021.18 | 24673.0763 | 25795.7724 | 27521.8167 | 29323.9042 | 29559.8282 | 30189.0379 | 30901.7063 | 30884.5388 | 30972.7255 | 30891.6724 | 30284.9328 | 29569.5165 | 28561.7959 | 28134.5982 | 27761.2831 | 27325.3772 | 26790.3419 | 26149.1336 | 25565.2897
2015-04-23 | 24885.125 | 24214.5127 | 24188.8471 | 23505.1173 | 23507.5446 | 23406.9822 | 23092.7774 | 22951.0947 | 23337.7712 | 23826.4152 | 23574.1217 | 24292.5378 | 25028.4366 | 24921.5177 | 25069.0736 | 24963.0329 | 24991.5086 | 24977.6155 | 24911.0371 | 25157.5877 | 25333.4852 | 24774.1172 | 24248.9949 | 23424.4055
2015-04-24 | 22849.6599 | 22214.9319 | 22111.1661 | 22235.0915 | 22143.5909 | 22081.5934 | 22334.6212 | 22234.0017 | 22672.1767 | 23046.8603 | 23359.832 | 23703.0152 | 24412.1559 | 24477.3725 | 24370.5186 | 24346.4385 | 24449.4868 | 24571.9084 | 24582.7495 | 23982.7924 | 23597.2329 | 22887.3424 | 21853.8917 | 21488.1403
2015-04-25 | 21505.9446 | 21494.391 | 21516.3976 | 21556.115 | 22156.0548 | 22627.9584 | 23179.3705 | 22971.6713 | 22683.3188 | 23068.9429 | 23697.0211 | 24396.3473 | 24440.7127 | 24454.2329 | 24333.59 | 24390.2261 | 25065.1202 | 25266.1011 | 25536.59 | 25770.7528 | 25963.5174 | 26072.9844 | 25432.6124 | 24772.1013
2015-04-26 | 24819.0755 | 24152.4348 | 23534.2572 | 23529.7732 | 23516.7861 | 23961.2286 | 25134.3389 | 26187.0585 | 27865.3291 | 28999.7377 | 29640.143 | 30201.2679 | 30240.3523 | 30212.0352 | 30313.6753 | 29616.5939 | 28971.1885 | 27893.7243 | 26848.4195 | 26408.784 | 26597.4854 | 26039.7785 | 25431.4715 | 24804.2886
2015-04-27 | 24840.7046 | 24192.2945 | 23499.9778 | 23475.1862 | 23472.8603 | 23993.0025 | 25099.3197 | 26183.7419 | 27768.8122 | 28873.2876 | 29585.4418 | 30291.768 | 30162.3194 | 30247.4339 | 30405.8788 | 29611.4848 | 28975.9707 | 27940.4554 | 26866.7591 | 26718.9248 | 26647.367 | 26152.2851 | 25352.7653 | 24736.0317
2015-04-28 | 24093.4388 | 23495.1334 | 22889.5901 | 22769.506 | 23266.6119 | 23978.2712 | 25758.8483 | 27531.7169 | 29137.7381 | 29622.3223 | 30313.2266 | 30208.9679 | 30924.152 | 30910.3579 | 30885.0231 | 30639.1673 | 30330.1598 | 29872.5523 | 29488.7559 | 29006.6324 | 28578.0196 | 27448.1629 | 26104.018 | 24838.5001
2015-04-29 | 24157.1168 | 23510.5686 | 22880.4157 | 22843.5787 | 23369.5357 | 23965.1471 | 25776.5201 | 26896.1973 | 28540.0513 | 29645.6091 | 30219.7039 | 30867.0029 | 30970.4273 | 30869.1725 | 30925.9816 | 30991.4702 | 30366.4209 | 29789.1981 | 28911.6444 | 28382.4192 | 27280.5389 | 26722.346 | 25416.8912 | 24687.6767
2015-04-30 | 24774.8664 | 24168.0107 | 23589.9125 | 23549.0415 | 23411.3221 | 23871.0698 | 25085.3964 | 26210.6309 | 27868.6982 | 28976.199 | 29638.0391 | 30268.598 | 30323.2217 | 30249.3986 | 30337.328 | 29657.6306 | 29005.149 | 27806.8376 | 26855.4385 | 26665.915 | 26656.9037 | 26065.7616 | 25411.5543 | 25114.1587
2015-05-01 | 24881.5206 | 24172.8109 | 23341.7213 | 22834.8943 | 22735.0266 | 22722.1755 | 22551.2245 | 23002.3659 | 23352.9803 | 23667.0758 | 23752.3001 | 24326.5847 | 24409.2935 | 24351.678 | 24276.7583 | 24423.5416 | 24117.406 | 23919.0245 | 24288.0884 | 24474.773 | 24632.8153 | 24204.9225 | 23541.8153 | 23488.0092
2015-05-02 | 23500.6688 | 23090.0197 | 22802.9988 | 22856.0519 | 22807.2645 | 22680.6919 | 22493.2149 | 22218.7119 | 22679.7508 | 23097.8239 | 23091.9418 | 23763.8111 | 24429.1794 | 24372.9432 | 24289.6837 | 24457.944 | 24475.989 | 24669.2654 | 24832.6372 | 25045.9504 | 25322.1232 | 25426.8993 | 25148.5238 | 24773.5536
2015-05-03 | 24742.7506 | 24428.5796 | 24108.922 | 23385.5476 | 22807.1893 | 22731.0097 | 23104.7283 | 24195.4352 | 25901.6988 | 27590.7634 | 28885.6396 | 29521.7645 | 29558.9912 | 29567.2813 | 29595.4182 | 29660.2592 | 29681.9306 | 29182.5181 | 28192.5854 | 27743.0328 | 27389.9921 | 26758.1496 | 25405.755 | 25024.5703
2015-05-04 | 24793.4317 | 24444.7749 | 24054.6725 | 23491.2753 | 23418.0668 | 24008.2483 | 25074.6455 | 26203.1892 | 27829.9246 | 28969.9702 | 29599.1386 | 30236.3192 | 30189.7057 | 30310.8672 | 30320.0725 | 30307.8161 | 29567.2926 | 29158.276 | 28207.5513 | 27705.6491 | 27185.7033 | 26806.3196 | 25485.4951 | 24805.3116
2015-05-05 | 24494.8718 | 24055.9822 | 23446.6606 | 23455.0264 | 24164.3265 | 24492.1339 | 25807.0259 | 26816.4259 | 28502.6826 | 29584.2823 | 30238.5964 | 30348.4122 | 30289.8934 | 30249.5877 | 30445.5755 | 29722.9849 | 28940.3803 | 28478.3386 | 27504.2956 | 27744.2089 | 27236.0081 | 26750.0272 | 26076.7677 | 25394.3385
2015-05-06 | 24904.014 | 24392.325 | 24196.9653 | 23490.3889 | 23413.3184 | 23332.5174 | 24396.636 | 26141.097 | 27209.855 | 28950.8403 | 29568.2926 | 30220.965 | 30260.0165 | 30313.5128 | 30430.179 | 29932.6231 | 29556.2849 | 29170.9306 | 28227.2526 | 27790.443 | 27249.7993 | 26700.6202 | 26064.2868 | 25474.9335
2015-05-07 | 24800.9632 | 24153.7359 | 23475.6872 | 22873.4305 | 22782.3116 | 23374.7506 | 24374.3044 | 25568.1868 | 26507.4883 | 28261.1832 | 28947.1327 | 29575.1004 | 29554.6557 | 29556.7737 | 29664.5126 | 29640.4316 | 29006.8616 | 27909.8746 | 26864.3726 | 26358.7631 | 26073.1647 | 25428.4607 | 24788.2004 | 24123.9852
2015-05-08 | 23847.8667 | 23500.668 | 23520.7517 | 23430.7519 | 23419.3536 | 23396.8176 | 23198.4131 | 22899.5247 | 22589.6647 | 23102.1801 | 23695.7759 | 24400.786 | 25069.3189 | 25087.4542 | 25081.7906 | 25031.046 | 25150.1012 | 25303.179 | 25531.6004 | 25737.3477 | 25302.3896 | 24846.8738 | 24411.6611 | 24176.549
2015-05-09 | 23879.3244 | 23528.9524 | 23227.9023 | 22884.888 | 22754.7681 | 22665.3977 | 22498.4292 | 22947.3456 | 22712.1329 | 22407.8774 | 23053.1972 | 23737.7134 | 23794.7442 | 24407.526 | 25028.568 | 25026.7653 | 25116.869 | 25293.5948 | 25528.0185 | 25750.3527 | 26063.762 | 26060.0579 | 25421.8584 | 24824.8061
2015-05-10 | 24824.4234 | 24154.1335 | 23458.209 | 22762.4216 | 23455.4533 | 24023.8253 | 24553.4527 | 25529.5324 | 27176.0041 | 28249.8615 | 28908.5045 | 29751.0994 | 29637.7149 | 29627.9778 | 29529.1265 | 29580.6094 | 29018.2837 | 28552.9868 | 28240.9099 | 27719.7582 | 27303.6701 | 26805.4366 | 26069.4087 | 25455.1014
2015-05-11 | 25408.6279 | 24750.6457 | 24105.3728 | 23464.7641 | 23383.0147 | 24018.1009 | 24433.3586 | 26163.9256 | 27757.9339 | 28842.8203 | 29534.7045 | 30325.1151 | 30272.1907 | 30250.2803 | 30274.4985 | 30231.6251 | 29596.994 | 29242.9465 | 28797.1177 | 27718.37 | 27297.7469 | 26740.472 | 26081.1006 | 25780.8529
2015-05-12 | 25444.0628 | 24788.1987 | 24059.9977 | 23478.0703 | 23437.1129 | 24025.6833 | 24473.6394 | 26218.4568 | 27714.6751 | 28977.7481 | 29567.4712 | 30223.4793 | 30276.5979 | 30270.8678 | 30285.7022 | 30215.4138 | 29578.796 | 29162.7997 | 28188.3033 | 27686.1048 | 27532.7533 | 27353.0861 | 26089.2043 | 25429.8827
2015-05-13 | 24766.0936 | 24426.5937 | 24111.9888 | 23516.0636 | 22841.1075 | 23437.6167 | 24428.295 | 26205.9672 | 27847.9368 | 29052.3217 | 29586.0429 | 29639.0429 | 30230.5527 | 30173.4468 | 30277.253 | 30269.5315 | 30278.8484 | 29839.5318 | 28843.6091 | 27726.2474 | 27246.5884 | 26703.7435 | 26193.9323 | 25477.0251
2015-05-14 | 24834.3224 | 24505.7771 | 24090.119 | 23446.5652 | 23493.4115 | 23952.0692 | 24441.1963 | 26088.3071 | 27814.6524 | 28913.3761 | 29641.3549 | 29666.9643 | 29595.2281 | 29678.5536 | 29687.8112 | 29613.0853 | 28980.2179 | 28486.2505 | 28224.5576 | 27810.7907 | 27280.1149 | 26793.8513 | 25480.6946 | 24744.0347
2015-05-15 | 24876.0007 | 24386.8717 | 24114.8894 | 24069.06 | 24008.5498 | 23774.6705 | 23064.3192 | 22917.8159 | 23265.6987 | 23809.3847 | 24343.9925 | 25023.3312 | 25083.9407 | 25353.1618 | 25710.4966 | 25784.4433 | 25736.1181 | 25593.1373 | 25616.3383 | 25790.9782 | 25955.6998 | 25458.7331 | 24764.4355 | 24455.2511
2015-05-16 | 24144.7566 | 24178.826 | 24114.5745 | 23860.1188 | 23473.0584 | 23355.6052 | 23148.3754 | 22857.555 | 23274.3891 | 23717.8262 | 23790.63 | 24261.1595 | 24993.3369 | 25047.2456 | 25121.4359 | 25087.0398 | 25109.5446 | 25254.6717 | 25511.6015 | 25764.7518 | 26093.6932 | 26108.785 | 25489.1687 | 24783.1499
2015-05-17 | 24525.1573 | 24160.7585 | 23436.3043 | 23480.8546 | 23756.3889 | 23961.4287 | 24449.544 | 26870.0641 | 29153.1359 | 29566.4967 | 29542.0435 | 29583.2848 | 29650.9109 | 29634.032 | 29654.5304 | 29524.5786 | 28943.7849 | 28481.009 | 27604.9528 | 27121.213 | 26572.6733 | 26021.1306 | 25483.292 | 25094.1704
2015-05-18 | 24764.1469 | 24501.0739 | 24068.6195 | 23367.0386 | 23475.2493 | 23304.7759 | 24097.7673 | 26151.7762 | 27145.0432 | 28310.7214 | 29044.2409 | 29544.9505 | 29663.9187 | 30252.0031 | 30304.227 | 30355.7866 | 30273.2331 | 29874.1507 | 29538.4859 | 28427.3376 | 28007.997 | 27461.2295 | 26796.0635 | 26074.662
2015-05-19 | 25460.0811 | 24760.0539 | 24106.9693 | 23805.2842 | 23461.3284 | 23996.5379 | 24408.5644 | 25538.3557 | 26549.9166 | 28249.9029 | 29611.5995 | 30286.6374 | 30904.3281 | 30932.5242 | 30859.8894 | 30268.9678 | 30337.0675 | 29862.0024 | 29442.6417 | 28307.0419 | 27973.1201 | 27394.9516 | 26750.8567 | 25414.3098
2015-05-20 | 24790.1613 | 24145.7102 | 23800.0194 | 23377.6931 | 23436.9185 | 23351.5551 | 23792.8981 | 25596.2274 | 27091.4536 | 28986.0255 | 29497.3705 | 30238.9738 | 30256.2144 | 30259.1321 | 30308.0838 | 30191.8939 | 30292.0443 | 29937.9337 | 28776.5517 | 27728.9446 | 27253.3063 | 26769.1809 | 26028.0926 | 25469.0677
2015-05-21 | 24880.4978 | 24133.8019 | 23754.5045 | 23502.2683 | 23452.0567 | 23361.932 | 23676.5708 | 24309.6915 | 25836.0813 | 27596.4512 | 28315.5405 | 29006.3869 | 29035.5751 | 28999.1558 | 28987.1745 | 29009.0908 | 28237.3893 | 27885.0358 | 26872.6443 | 26534.409 | 26600.562 | 26162.3709 | 25473.144 | 24861.8129
2015-05-22 | 24487.1174 | 24060.3112 | 24143.4656 | 24185.212 | 24136.2488 | 23709.7685 | 23191.7251 | 22964.4782 | 23246.6766 | 23736.8222 | 24248.9269 | 24963.498 | 25061.7074 | 24987.1712 | 25661.315 | 25759.9198 | 25655.3005 | 25936.2928 | 26201.3076 | 26450.1503 | 26613.8797 | 26037.0542 | 24807.2096 | 24191.3073
2015-05-23 | 23857.6737 | 23506.9617 | 23138.9505 | 22800.4524 | 22509.3269 | 22049.0144 | 21823.5103 | 21533.8303 | 21331.015 | 21774.5743 | 22446.6466 | 23126.1284 | 23118.134 | 23789.7597 | 23757.827 | 24086.8332 | 24368.7971 | 24622.0059 | 24960.4094 | 25147.4158 | 25296.3895 | 25463.544 | 24739.127 | 24070.199
2015-05-24 | 23802.2287 | 23504.8522 | 23133.1241 | 22764.1716 | 22762.1068 | 22633.5906 | 23154.4976 | 23657.5084 | 23945.4802 | 24064.078 | 24474.725 | 24954.2217 | 25038.4138 | 25750.6413 | 25719.7595 | 25728.5867 | 25640.0605 | 25874.2826 | 26292.7628 | 26517.9857 | 26558.4587 | 26028.7815 | 25535.7282 | 24795.5634
2015-05-25 | 24114.1835 | 23445.5672 | 23518.3091 | 22870.9378 | 22733.2236 | 23305.0362 | 24472.9077 | 26245.9776 | 27269.2418 | 28959.3228 | 29580.2704 | 30327.6087 | 30215.5946 | 30004.7527 | 29635.4225 | 29244.2003 | 28982.6257 | 28474.6716 | 27546.0144 | 27044.0792 | 26717.5286 | 26325.6668 | 26077.923 | 25461.8258
2015-05-26 | 24818.72 | 24197.8551 | 23588.0316 | 22784.0561 | 22778.6387 | 23300.6968 | 23807.7997 | 25569.0113 | 27288.9899 | 28276.8381 | 28976.0355 | 29596.6361 | 29590.1987 | 29619.1771 | 29659.2896 | 29613.3496 | 28997.0608 | 28531.3445 | 27588.1535 | 27135.5469 | 27265.0939 | 26812.8794 | 26136.9857 | 25399.084
2015-05-27 | 24758.0629 | 24047.5975 | 23841.6702 | 23421.7989 | 22850.5912 | 23313.208 | 24510.6082 | 26321.9994 | 27210.9025 | 28206.7605 | 28965.7339 | 29657.4532 | 29622.449 | 29677.3239 | 29671.4369 | 29642.9662 | 29705.9534 | 29263.5749 | 27533.7685 | 27072.4813 | 26578.5413 | 26099.0754 | 25391.3088 | 24781.0324
2015-05-28 | 24404.3328 | 24115.304 | 23504.857 | 22746.5028 | 22816.7319 | 23371.3163 | 23744.2098 | 24845.6325 | 26498.8003 | 27664.5007 | 28928.6715 | 28843.5182 | 28915.0218 | 28952.4578 | 28962.6787 | 28949.2 | 28357.5242 | 27233.8293 | 26284.7232 | 25795.0194 | 25999.2773 | 25463.6725 | 24859.346 | 24169.7081
2015-05-29 | 24130.7478 | 23463.181 | 22819.8273 | 22736.2089 | 22819.2913 | 22702.5947 | 22474.8135 | 22343.7084 | 22657.8033 | 23028.6072 | 23765.0599 | 23780.6093 | 24391.1039 | 24393.8209 | 24402.2906 | 24436.3491 | 24454.2314 | 24657.7098 | 24318.6834 | 24493.9202 | 24684.0498 | 24738.7266 | 24122.3654 | 23434.3164
2015-05-30 | 24225.8124 | 23447.0367 | 22826.0806 | 22170.2491 | 22124.3335 | 22029.914 | 21869.5779 | 21538.6023 | 22034.4247 | 21832.8834 | 22390.634 | 23045.5814 | 23699.9813 | 23700.9585 | 23741.7206 | 24358.1804 | 24369.4697 | 24581.7347 | 24202.1067 | 24463.4036 | 25251.1762 | 25459.816 | 24762.4416 | 24134.2762
2015-05-31 | 24126.2376 | 23449.5252 | 22848.6628 | 22793.004 | 22761.3083 | 23288.4046 | 24453.6979 | 26150.2283 | 27263.5067 | 28303.1829 | 28978.3672 | 29528.0589 | 29559.1117 | 29630.3343 | 29648.0294 | 29602.0727 | 28983.1805 | 28557.2864 | 28237.6656 | 27050.4633 | 26601.3604 | 26055.8219 | 25484.6547 | 24834.8797
2015-06-01 | 24156.8951 | 23506.8748 | 23445.0735 | 22849.0155 | 22903.4429 | 23320.8494 | 24465.5539 | 25486.8434 | 27201.6188 | 28331.6934 | 28879.9738 | 29656.22 | 29687.5257 | 29582.9101 | 29591.9888 | 29596.1286 | 29053.4631 | 28512.8931 | 27554.4269 | 27120.3075 | 26656.6401 | 26119.4381 | 25430.4051 | 24784.0476
2015-06-02 | 24116.1676 | 23439.0327 | 22744.9634 | 22806.7566 | 22794.333 | 23364.4508 | 23707.5478 | 25556.1834 | 26488.1632 | 27723.9012 | 28951.1208 | 29611.3718 | 29654.8014 | 29597.2819 | 29675.0468 | 29652.1178 | 28951.2127 | 27853.1157 | 26866.16 | 26421.0287 | 26047.8996 | 25398.9312 | 24874.129 | 24188.8382
2015-06-03 | 24043.334 | 24139.2977 | 23494.1781 | 22799.107 | 22797.9289 | 23339.4931 | 23814.693 | 24256.8941 | 25806.0219 | 27629.7199 | 28287.1298 | 28947.2798 | 28951.112 | 28943.48 | 28882.835 | 29036.4787 | 29020.1147 | 28575.3161 | 26933.3682 | 26430.1979 | 25947.3393 | 25460.8614 | 24880.7496 | 24159.0667
2015-06-04 | 23492.7438 | 22808.3352 | 22131.3668 | 22070.3868 | 22785.9065 | 23406.9206 | 23843.3793 | 24837.2773 | 25870.4244 | 26965.7635 | 28262.779 | 28957.8314 | 29019.1254 | 28945.6087 | 29014.5449 | 29066.1242 | 28400.3352 | 27205.1976 | 26218.5923 | 25158.4708 | 24731.2354 | 24925.1023 | 24141.9199 | 24102.1926
2015-06-05 | 24230.5367 | 23476.3044 | 22839.2771 | 22117.6869 | 22149.9459 | 21999.7314 | 21732.9355 | 22202.214 | 22639.5207 | 23114.572 | 23717.9398 | 24360.5523 | 24388.3657 | 24264.6632 | 25033.2064 | 25165.9824 | 25000.8942 | 25095.3108 | 24897.605 | 25184.6057 | 24606.0463 | 24830.593 | 24259.8618 | 22903.3981
2015-06-06 | 23476.1461 | 22926.2087 | 22124.933 | 22161.6816 | 22130.4846 | 22701.6872 | 22462.8044 | 22792.6555 | 22608.3436 | 22437.4308 | 22994.8147 | 23650.0558 | 24391.4719 | 25020.4086 | 25068.9707 | 24983.5491 | 25086.35 | 24713.7588 | 24291.7656 | 23827.1093 | 24004.1373 | 24112.4013 | 24105.9681 | 24145.3385
2015-06-07 | 23435.2153 | 22802.4984 | 22103.7893 | 22135.0529 | 22747.3804 | 23400.4888 | 23702.5679 | 24821.9184 | 26459.1109 | 27007.3756 | 28203.7071 | 29495.1374 | 29633.8942 | 29540.3505 | 29622.9468 | 29587.1384 | 28924.1935 | 27866.6142 | 26869.8635 | 26386.5483 | 26007.7125 | 25430.3626 | 24747.127 | 24066.6837
2015-06-08 | 23704.4413 | 23135.1198 | 22357.5411 | 22481.4649 | 23085.4909 | 22913.9729 | 23983.8235 | 25067.0605 | 25957.609 | 27273.4631 | 28476.9045 | 29117.014 | 29902.0454 | 29875.101 | 29871.4657 | 29982.1788 | 29877.892 | 28794.8323 | 27531.0606 | 26729.1975 | 25474.4918 | 24974.3777 | 24333.297 | 23704.7309
2015-06-09 | 23119.0533 | 22439.606 | 21788.6365 | 21673.0099 | 22479.702 | 22297.9885 | 22766.3229 | 24515.2196 | 26123.3172 | 27867.3421 | 29159.7597 | 29845.7482 | 29861.9465 | 29914.1288 | 29888.0881 | 29918.1294 | 29190.9833 | 28112.1033 | 27192.2007 | 26771.9104 | 26249.8809 | 25447.5831 | 24988.1889 | 24346.2823
2015-06-10 | 23732.9584 | 23092.4177 | 22525.4396 | 22408.6527 | 23070.0872 | 23547.0004 | 24105.3498 | 25199.9468 | 26847.6683 | 27948.7193 | 29249.757 | 29894.0902 | 29864.7857 | 29840.2753 | 29907.2691 | 29850.2332 | 29200.7621 | 28151.4852 | 27133.8269 | 26024.1465 | 25557.9309 | 24841.8721 | 24418.1889 | 23628.1365
2015-06-11 | 23150.0249 | 22342.5821 | 21784.6033 | 21770.3102 | 21717.374 | 22254.3463 | 22727.2619 | 24396.8762 | 26169.4684 | 27234.7644 | 27897.5787 | 28563.5731 | 29165.9469 | 29251.8563 | 29265.7196 | 29286.7538 | 28566.6019 | 27461.3668 | 26504.9952 | 25408.0793 | 24880.0018 | 25108.079 | 24376.4919 | 23738.406
2015-06-12 | 23087.0555 | 22488.7513 | 21799.1066 | 21728.4635 | 21757.4028 | 21572.1737 | 21411.4633 | 21784.8049 | 22174.9505 | 22748.6297 | 23053.1336 | 23327.2406 | 24043.4812 | 24080.8379 | 24670.8602 | 24600.3106 | 24634.5727 | 24866.1511 | 24644.6655 | 24809.5853 | 24361.4517 | 23712.1976 | 23128.8821 | 22448.9108
2015-06-13 | 22343.4364 | 21792.3076 | 21781.7719 | 21770.1816 | 21805.5966 | 22253.2074 | 22187.2119 | 21848.2019 | 22233.5069 | 22656.944 | 23387.9213 | 23969.3933 | 23987.9122 | 24045.4616 | 24710.0577 | 24638.2912 | 24639.8412 | 24274.5629 | 24462.0609 | 24731.6288 | 24965.9355 | 25068.6166 | 24412.3925 | 23768.6478
2015-06-14 | 23078.8702 | 22416.0118 | 21786.0862 | 21847.6448 | 21843.7386 | 22307.8513 | 22492.9257 | 23881.2181 | 25262.1918 | 26412.7717 | 27623.3641 | 28565.256 | 29215.316 | 29954.1946 | 29900.2726 | 29836.3946 | 29265.347 | 27900.8947 | 26224.4268 | 25400.1296 | 24567.6171 | 24085.8599 | 23385.7809 | 22787.6777
2015-06-15 | 22156.7432 | 21459.8872 | 20913.1584 | 20732.3652 | 20704.6225 | 20660.8885 | 22428.8904 | 24302.4985 | 26106.4132 | 27653.1708 | 28212.7207 | 28966.5653 | 29567.764 | 30295.0109 | 30315.5209 | 29682.7939 | 28404.1428 | 27208.7131 | 26208.805 | 25123.9433 | 24648.4548 | 23420.2137 | 22742.0233 | 22133.7126
2015-06-16 | 21519.3396 | 20799.4343 | 20755.8212 | 20767.3406 | 20780.5851 | 21352.3295 | 22405.1899 | 23648.956 | 25459.8463 | 26848.9935 | 27635.462 | 28256.4244 | 28942.8813 | 28951.9244 | 29056.2785 | 29080.8237 | 28260.5667 | 27262.5954 | 26884.2811 | 26386.1859 | 25245.1908 | 24100.58 | 22721.4552 | 22138.0509
2015-06-17 | 21532.2625 | 20896.4858 | 20852.2533 | 20779.2437 | 20753.2204 | 21370.1368 | 21802.1314 | 22195.8389 | 22911.8101 | 23743.8993 | 24347.8711 | 25624.5222 | 27066.6813 | 28595.7685 | 28519.8846 | 27953.4286 | 27259.178 | 26185.2029 | 25197.3442 | 24435.9752 | 24239.4757 | 23707.7716 | 23101.3375 | 22382.408
2015-06-18 | 21844.6174 | 21729.2391 | 21740.8959 | 21800.9783 | 22826.8214 | 23620.4286 | 24626.3965 | 25759.1829 | 26739.8345 | 27299.6788 | 27943.6002 | 27922.692 | 27575.8395 | 27042.4952 | 26555.9698 | 25776.9266 | 25330.178 | 24955.9701 | 24552.761 | 24025.204 | 24367.8846 | 24397.3238 | 23732.0313 | 23107.2739
2015-06-19 | 22501.3822 | 21756.5048 | 21810.2838 | 21704.2787 | 21763.0272 | 21686.4474 | 21427.3477 | 21834.525 | 22841.4596 | 23328.8452 | 23924.0907 | 23937.548 | 24690.5703 | 24720.1763 | 24693.1344 | 24768.032 | 24692.4591 | 25040.945 | 25138.9205 | 25376.171 | 25691.7059 | 25682.4316 | 25091.6016 | 24364.4093
2015-06-20 | 23195.5454 | 22450.8529 | 21787.3409 | 21721.6717 | 21725.15 | 21682.2935 | 22040.1082 | 22569.0296 | 22307.2535 | 22643.6784 | 23411.4846 | 23854.4401 | 24559.986 | 24583.4709 | 24642.086 | 24690.9381 | 24709.0588 | 24841.4642 | 25219.1369 | 24799.2946 | 24324.3523 | 23722.5854 | 22939.4204 | 22443.9244
2015-06-21 | 22263.1817 | 22530.4208 | 21758.2183 | 21835.7291 | 22317.3532 | 23066.1014 | 24021.3546 | 26492.4384 | 27447.2028 | 28256.4647 | 28978.4583 | 29879.2377 | 29904.2671 | 29894.6914 | 29907.4059 | 29218.8905 | 28593.8528 | 27447.8355 | 27205.1217 | 26453.6615 | 25958.184 | 25076.8382 | 23835.4414 | 23061.8849
2015-06-22 | 23109.6232 | 22450.5794 | 21811.6868 | 21805.7524 | 22347.0038 | 23638.2177 | 24730.7168 | 27018.583 | 28137.7519 | 28649.0173 | 29225.774 | 29888.8714 | 29945.8466 | 29883.3329 | 29953.1221 | 29279.7417 | 28496.8851 | 27436.8287 | 27191.6752 | 26507.4945 | 25994.8054 | 25477.8365 | 24340.9014 | 23732.0944
2015-06-23 | 23077.0379 | 22493.2694 | 21724.2962 | 21726.7829 | 22377.3926 | 22876.539 | 24775.0785 | 26430.4456 | 27436.7944 | 29268.2896 | 29833.4531 | 29905.1182 | 29869.3737 | 29822.3793 | 29831.8025 | 29002.4493 | 28285.9792 | 27435.0793 | 27189.1095 | 26014.1361 | 24641.5046 | 24133.0751 | 23785.3925 | 23144.099
2015-06-24 | 22172.4727 | 21822.2124 | 21780.5524 | 21815.4086 | 22394.0275 | 22955.4815 | 24015.6603 | 25763.2228 | 27390.7943 | 28561.7263 | 29792.6204 | 29868.1947 | 29809.1692 | 29788.381 | 29823.9404 | 29842.5768 | 29294.1162 | 27497.219 | 26494.9953 | 26029.9705 | 25546.0968 | 25065.7664 | 24304.2418 | 23713.4631
2015-06-25 | 23135.9753 | 22473.6599 | 21784.6035 | 21731.6266 | 21813.3686 | 22331.9276 | 24065.4478 | 25848.9038 | 26785.1046 | 27683.0873 | 28927.2168 | 29588.2653 | 29925.4714 | 29804.0253 | 29868.2078 | 29864.6067 | 29888.0867 | 29456.6611 | 27776.8348 | 26136.0663 | 25625.8492 | 25112.6463 | 23776.9903 | 22964.0557
2015-06-26 | 22181.5557 | 22175.5239 | 21526.7084 | 21443.3172 | 21398.2872 | 21706.9786 | 21416.7572 | 21302.507 | 22215.4979 | 22705.824 | 23318.1543 | 23989.388 | 24599.2138 | 25275.2176 | 25311.2555 | 25381.9868 | 25289.5248 | 25520.8342 | 25819.801 | 25971.0285 | 26339.0928 | 26327.2879 | 25642.9988 | 24377.7184
2015-06-27 | 23415.0314 | 22878.8397 | 22128.0784 | 21529.7342 | 21446.6175 | 21683.5927 | 21433.0862 | 21284.757 | 21587.6807 | 22672.52 | 23276.8175 | 24064.9098 | 24602.7201 | 25313.7889 | 25324.4218 | 25264.3323 | 25297.0331 | 25455.1305 | 25747.3262 | 25322.4231 | 24956.9945 | 24415.6373 | 23861.0096 | 23099.8197
2015-06-28 | 22849.9117 | 22118.5263 | 21449.6689 | 21550.874 | 21473.307 | 21301.0508 | 22217.6132 | 22549.3285 | 23498.3188 | 24004.8229 | 25295.8311 | 25284.0218 | 25969.2266 | 25997.546 | 25988.8042 | 25992.1059 | 25966.5381 | 25605.491 | 24949.1069 | 24511.0545 | 24006.372 | 24095.582 | 24072.3585 | 23473.2223
2015-06-29 | 22738.0308 | 22096.646 | 21380.9285 | 21415.8582 | 22092.7301 | 22627.7753 | 23733.7299 | 25103.8111 | 26186.0857 | 27266.0601 | 27854.528 | 28539.3545 | 28584.7026 | 28553.779 | 29168.8666 | 29185.3141 | 29207.8332 | 28841.3164 | 27840.1616 | 26765.4451 | 25550.1154 | 24776.7617 | 24402.093 | 23074.6481
2015-06-30 | 22097.8804 | 21467.3765 | 20721.3392 | 20783.3841 | 20779.1245 | 21334.2989 | 22386.243 | 24471.5064 | 26702.9295 | 27937.6594 | 28592.0485 | 29270.2645 | 29225.7699 | 29204.7954 | 29203.9758 | 29252.9041 | 28650.4695 | 28086.6466 | 27063.9044 | 26058.9696 | 25567.2573 | 24777.2218 | 23704.2377 | 23090.1752
2015-07-01 | 22428.365 | 21769.4223 | 21804.113 | 21163.4048 | 21070.9229 | 21664.6863 | 22773.5255 | 25077.3846 | 26182.3532 | 27269.1476 | 27941.3388 | 29254.1223 | 29224.9048 | 29249.4869 | 29201.6147 | 29197.5427 | 29191.7229 | 28129.1398 | 27077.581 | 26059.693 | 24921.0281 | 25049.2575 | 23724.8687 | 23117.0289
2015-07-02 | 21761.4839 | 21015.883 | 21086.441 | 21141.8258 | 22449.7786 | 23048.801 | 24083.6923 | 25841.5761 | 26777.8075 | 27189.1808 | 28459.018 | 29294.836 | 29238.0108 | 29246.6689 | 28455.8963 | 28519.3507 | 27271.0743 | 25511.4099 | 25192.5556 | 24800.5429 | 25029.0228 | 24359.3289 | 23745.6362 | 23121.68
2015-07-03 | 22491.2077 | 21778.7839 | 21762.5219 | 21752.9303 | 21836.0123 | 21565.5795 | 21370.7309 | 21840.1613 | 22274.5123 | 22642.5967 | 23278.9809 | 24045.4889 | 24617.3687 | 24720.0972 | 24570.4071 | 24683.3697 | 24732.0276 | 24843.4406 | 25169.0819 | 24753.9654 | 24262.0319 | 24470.7382 | 23745.1647 | 23145.5758
2015-07-04 | 22438.3583 | 21792.9734 | 21731.1106 | 21754.1079 | 21778.3583 | 21675.1359 | 21400.1258 | 21783.7592 | 22255.602 | 22609.1317 | 23047.2976 | 24010.6469 | 24639.6375 | 24531.2184 | 24701.8706 | 24622.0215 | 24695.7333 | 24831.9049 | 25184.5847 | 25427.4717 | 24945.921 | 24789.2422 | 24388.4358 | 23699.7427
2015-07-05 | 23193.4206 | 22419.3977 | 21783.6616 | 21725.38 | 22423.0783 | 23658.6453 | 24675.3898 | 26404.4818 | 27524.2429 | 28568.5624 | 29115.371 | 29918.6227 | 29845.2051 | 29802.8525 | 29818.0228 | 29292.4745 | 28551.8688 | 27449.0485 | 27069.5471 | 26758.5704 | 26281.1012 | 25665.1487 | 24983.5603 | 24424.5557
2015-07-06 | 23753.6685 | 23080.0001 | 22439.1066 | 22304.1136 | 23072.6123 | 24232.0941 | 25331.7524 | 27165.4222 | 28093.5361 | 28437.1843 | 29725.5708 | 29831.1438 | 29842.3099 | 29882.9662 | 29889.8049 | 29239.1781 | 27912.5042 | 27497.2939 | 27145.8003 | 26758.9602 | 26235.9285 | 25687.2256 | 24338.59 | 23714.9569
2015-07-07 | 23847.289 | 23152.6556 | 22514.9486 | 22409.88 | 22459.4145 | 24284.532 | 25374.7518 | 27123.2838 | 28094.6816 | 29215.0415 | 29795.6917 | 29846.275 | 29854.6059 | 29931.2244 | 29790.2235 | 29220.4735 | 28602.5416 | 27469.1984 | 27150.0611 | 26717.4225 | 26189.2447 | 25776.2582 | 25071.8406 | 24075.7805
2015-07-08 | 22391.5273 | 21854.0205 | 21930.7882 | 21770.0011 | 21803.3497 | 23001.7086 | 24097.3649 | 25855.7023 | 26893.6935 | 28048.8183 | 28667.9331 | 28599.939 | 28640.7535 | 28595.8053 | 28649.5431 | 28633.9687 | 28036.0284 | 26889.9971 | 26577.3813 | 25403.019 | 25635.8984 | 25026.3063 | 24483.8215 | 23874.4741
2015-07-09 | 23184.2477 | 22501.5308 | 21892.9762 | 21818.4975 | 21794.2849 | 22965.6577 | 24121.0889 | 25861.1761 | 26925.2718 | 27977.8368 | 28686.8758 | 29354.4223 | 29234.3626 | 29262.8964 | 29318.2523 | 28555.4502 | 28039.4765 | 26877.0105 | 26476.8917 | 25519.2541 | 24964.0043 | 24488.5055 | 23767.1236 | 23130.8883
2015-07-10 | 23180.3311 | 22469.9584 | 21894.0938 | 21953.3095 | 22499.6189 | 22373.1588 | 22154.9317 | 21955.0612 | 22231.7712 | 22814.6506 | 23354.925 | 24154.3445 | 24014.6359 | 24037.2863 | 24130.7497 | 24090.0399 | 24172.2439 | 23632.3183 | 23977.628 | 23439.6942 | 23665.394 | 23198.7325 | 22589.5055 | 21926.5593
2015-07-11 | 21956.654 | 21822.0323 | 21128.2797 | 21178.4577 | 21151.4393 | 21133.3759 | 20795.8868 | 20662.7212 | 20868.7249 | 21435.993 | 22047.561 | 22806.8631 | 23406.6037 | 24069.4224 | 24052.2549 | 24195.7602 | 24008.4093 | 24303.3549 | 23899.0457 | 24020.8645 | 24384.7042 | 23846.5533 | 23810.5008 | 23154.0748
2015-07-12 | 23179.2431 | 22497.9806 | 21903.6832 | 21905.3709 | 21864.4857 | 23002.5059 | 23485.4026 | 24553.1016 | 26209.4551 | 27295.4496 | 27975.2256 | 28588.8546 | 29296.4151 | 29257.2435 | 29241.4602 | 29308.2235 | 29297.0603 | 28169.5557 | 27210.3109 | 26802.5971 | 26303.2199 | 25700.0433 | 25188.7302 | 24433.5498
2015-07-13 | 23908.2461 | 23162.5532 | 22445.9471 | 22427.49 | 22399.8323 | 23050.7089 | 24054.7292 | 24674.9438 | 26216.8069 | 27238.7416 | 28668.3151 | 29216.4851 | 29274.707 | 29313.0209 | 29332.4828 | 29268.4376 | 29187.4157 | 28930.2845 | 27936.7699 | 26777.4471 | 26348.9597 | 25858.2824 | 25080.6999 | 24496.6685
2015-07-14 | 23913.9249 | 23175.5874 | 22413.0532 | 21893.6732 | 21886.2128 | 22308.3376 | 23507.9256 | 24613.826 | 25613.8813 | 27453.9834 | 28665.7945 | 29231.8165 | 29929.3226 | 30512.6665 | 30980.4069 | 31012.489 | 30367.7661 | 29941.927 | 28964.0687 | 27773.159 | 26311.9684 | 26471.8787 | 24607.8499 | 23824.4846
2015-07-15 | 23200.4542 | 22650.101 | 22063.5203 | 21811.5269 | 21848.6767 | 22387.9978 | 23496.6337 | 24483.8337 | 26256.4844 | 27728.765 | 29121.2722 | 29653.2985 | 29638.4364 | 29773.2837 | 29690.7131 | 29733.9101 | 29742.512 | 28440.9657 | 27611.5855 | 26507.9665 | 26062.8272 | 25848.4882 | 24540.6144 | 23851.8833
2015-07-16 | 23171.9372 | 22636.1671 | 21921.141 | 21881.2113 | 21897.1351 | 21707.0456 | 22255.8319 | 23263.6253 | 24314.3862 | 25146.3242 | 27058.6155 | 28307.3074 | 28967.6657 | 29873.176 | 30002.629 | 29898.1978 | 29308.9682 | 28174.0711 | 26600.957 | 25532.96 | 25599.2308 | 25084.5903 | 24495.1297 | 23791.9842
2015-07-17 | 23209.0666 | 22443.1659 | 21806.7477 | 21844.4322 | 21796.5006 | 21637.3838 | 22098.8891 | 21950.0904 | 22335.3669 | 22785.7674 | 23348.636 | 23309.9162 | 24026.2159 | 24100.4117 | 24808.1019 | 24737.4768 | 24650.6676 | 24320.1228 | 24523.2387 | 24159.0758 | 24375.4276 | 24459.9862 | 23745.5006 | 23112.5196
2015-07-18 | 22472.2719 | 21937.724 | 21840.2908 | 21860.8997 | 21855.5731 | 21658.1288 | 22176.3129 | 21966.1749 | 21614.7481 | 22073.4613 | 22213.4647 | 22658.7988 | 23386.0141 | 24115.4144 | 24014.5236 | 24142.2925 | 23995.9144 | 24333.8126 | 23989.8091 | 24142.3666 | 24295.7516 | 24393.8314 | 24466.6456 | 24493.9788
2015-07-19 | 23811.4304 | 23106.882 | 22496.4762 | 22476.8126 | 22402.1509 | 22974.7065 | 24755.2361 | 25200.3071 | 26168.4511 | 27297.2448 | 28567.9921 | 29299.2398 | 30008.3342 | 29919.0113 | 29912.5955 | 29305.2548 | 29385.5788 | 28137.2281 | 27896.3009 | 26793.5871 | 26331.636 | 25750.4172 | 25209.5721 | 24511.22
2015-07-20 | 24443.8578 | 23937.8486 | 22389.5243 | 22428.9145 | 23072.7922 | 22993.1535 | 24098.5556 | 25208.1299 | 26204.4282 | 27843.353 | 28566.218 | 29175.1141 | 29332.5541 | 29285.7985 | 29289.6195 | 29283.3399 | 28578.0796 | 28305.0138 | 27158.3352 | 26687.0013 | 26996.9353 | 26381.6332 | 25116.7495 | 23776.3676
2015-07-21 | 23824.3286 | 23166.1212 | 22457.2482 | 21769.0107 | 22554.6447 | 22933.0513 | 24111.6489 | 25187.1606 | 26125.0498 | 27265.7952 | 28669.2581 | 29304.7728 | 29299.2636 | 29910.8204 | 29980.9034 | 29915.1072 | 30009.7172 | 28845.6888 | 27867.9441 | 27346.5095 | 26955.3392 | 26408.1477 | 25119.6409 | 24501.5778
2015-07-22 | 23849.1093 | 23134.2205 | 22519.4917 | 22446.9178 | 22424.2563 | 22987.1462 | 24811.4502 | 26447.2175 | 27553.0639 | 27953.2035 | 29285.4787 | 29960.3298 | 30004.3787 | 29983.7624 | 29985.0865 | 29948.271 | 28647.1207 | 27460.7217 | 27332.9685 | 26716.4036 | 26327.8275 | 25785.6863 | 24509.4819 | 23757.9879
2015-07-23 | 23854.8983 | 23055.0917 | 22494.8027 | 22432.0674 | 22438.1076 | 22990.0475 | 24858.6635 | 26627.1964 | 26799.4863 | 27949.4042 | 29264.8242 | 29234.8111 | 29289.3119 | 29301.0435 | 29316.5969 | 29250.8505 | 28008.5349 | 26228.1834 | 25948.3722 | 25416.6125 | 25712.3277 | 25118.5544 | 23844.5276 | 23183.9526
2015-07-24 | 23172.939 | 22483.1267 | 21756.7498 | 21800.9402 | 21823.0104 | 21664.9657 | 22192.6672 | 21922.3898 | 22225.0819 | 22806.2066 | 23395.2644 | 23348.5133 | 24023.7885 | 24056.7914 | 24690.0081 | 24699.7663 | 24697.0287 | 24252.7703 | 24651.9509 | 24253.6455 | 24388.1281 | 24509.9982 | 24458.0487 | 23766.4338
2015-07-25 | 23118.8115 | 22580.1329 | 21815.3199 | 21782.3683 | 21779.9593 | 22342.9754 | 22161.6818 | 22062.7684 | 21642.6952 | 22118.1139 | 22696.8372 | 23348.4878 | 23436.7868 | 24091.3119 | 24115.8751 | 24053.7364 | 24114.6602 | 24361.5244 | 23967.6298 | 23522.6814 | 23055.6535 | 23161.5236 | 22517.9907 | 21806.7799
2015-07-26 | 21817.5481 | 21829.2615 | 21832.3912 | 21891.9974 | 22480.361 | 23074.9152 | 24073.9132 | 25818.4105 | 26259.2981 | 27289.9026 | 28549.3152 | 29233.8687 | 29251.6238 | 29268.688 | 29323.4563 | 29307.9752 | 29302.0817 | 28082.0795 | 26503.3899 | 26168.8898 | 26220.8672 | 25632.3383 | 25152.5354 | 24514.5111
2015-07-27 | 23833.9032 | 23133.6159 | 22497.0923 | 22496.5215 | 22531.822 | 23022.0458 | 24772.3785 | 25851.729 | 26864.3938 | 28558.5929 | 29185.0056 | 29958.385 | 29903.0412 | 29997.5392 | 29926.8344 | 29991.7258 | 29249.8828 | 28164.3143 | 27107.8116 | 26746.9603 | 26953.9563 | 26397.1954 | 25115.8587 | 24442.0156
2015-07-28 | 23710.073 | 23090.5064 | 22409.0869 | 22497.1991 | 22476.4599 | 23046.2697 | 24711.8733 | 26453.9428 | 27546.2748 | 28655.7486 | 29308.959 | 29261.6864 | 29295.8815 | 29270.1635 | 29313.7542 | 29287.8022 | 29286.5035 | 28882.2384 | 27199.9248 | 26720.8516 | 26225.4491 | 25171.4434 | 23105.1303 | 22444.4044
2015-07-29 | 22454.3035 | 22444.3297 | 21852.6613 | 21787.9453 | 21906.2038 | 22443.6827 | 24105.6162 | 25816.0222 | 26905.1009 | 27987.5661 | 28575.7067 | 29220.4428 | 29231.8879 | 29307.7797 | 29316.2529 | 29300.0855 | 28636.3352 | 28235.9769 | 26513.6497 | 26157.004 | 25636.3741 | 24514.9069 | 23866.254 | 23158.5322
2015-07-30 | 22434.7373 | 21820.9602 | 21916.3471 | 21843.7351 | 22400.5387 | 23043.7979 | 24160.3039 | 26560.168 | 26237.6124 | 27326.4594 | 28527.1372 | 29307.3556 | 29233.6932 | 29278.1608 | 29372.2124 | 29209.5355 | 28645.2381 | 27467.5116 | 26496.3617 | 25470.9346 | 25055.3959 | 23908.5088 | 23167.5388 | 22453.1858
2015-07-31 | 21843.4972 | 21867.896 | 21760.2582 | 21846.0451 | 21805.6624 | 22360.684 | 22806.0633 | 22637.5082 | 22943.346 | 23399.695 | 23411.3958 | 24109.9748 | 24029.1723 | 24070.3855 | 24050.3695 | 24119.006 | 24109.5524 | 23707.6785 | 23932.1417 | 23495.6465 | 23722.883 | 23772.1945 | 23159.6188 | 22410.835
2015-08-01 | 22537.2868 | 22399.9115 | 22514.9652 | 22436.2233 | 22429.3236 | 22415.0869 | 22222.5045 | 21902.6137 | 22297.8407 | 22075.6394 | 22737.0548 | 22649.1726 | 23369.0968 | 24075.604 | 24119.5542 | 24031.2145 | 24089.4525 | 24227.537 | 23964.2358 | 24055.8919 | 24468.9032 | 24529.4076 | 23866.1484 | 23793.123
2015-08-02 | 23937.5256 | 23189.5246 | 22560.2083 | 22423.567 | 22491.4507 | 23130.14 | 24082.1135 | 25876.8071 | 26198.5105 | 27353.8692 | 28544.9344 | 29326.5885 | 29221.7054 | 29304.0785 | 29348.3941 | 29286.2743 | 29177.7779 | 28815.9469 | 27963.8064 | 26874.7529 | 25656.6045 | 25124.0795 | 24373.1223 | 23722.254
2015-08-03 | 23819.0817 | 23132.1012 | 23165.1743 | 22386.2789 | 22409.9423 | 22989.4463 | 24129.2347 | 24535.3401 | 26274.4748 | 27323.4948 | 28620.1941 | 29207.6194 | 29899.1581 | 29940.4447 | 29904.5031 | 29967.3353 | 29241.6153 | 28837.2772 | 27849.4123 | 26879.1051 | 26352.7168 | 25804.03 | 24522.8853 | 23801.3462
2015-08-04 | 23765.9062 | 23196.3733 | 22522.4789 | 23179.7966 | 23038.1772 | 24365.5528 | 24776.9594 | 26565.6082 | 27471.1208 | 27967.5801 | 28643.3683 | 29194.2283 | 29307.6698 | 29337.8783 | 29316.4901 | 29350.5938 | 29302.7613 | 28892.6973 | 27203.6014 | 26715.9787 | 26312.6123 | 25784.5175 | 25124.0883 | 24342.6575
2015-08-05 | 23796.6106 | 23809.0708 | 23122.405 | 23085.5495 | 23106.4802 | 22976.11 | 24041.4499 | 26475.9511 | 27472.6589 | 27930.6156 | 28641.2417 | 29270.4255 | 29401.2428 | 29257.5385 | 29344.0697 | 29248.8548 | 28673.4577 | 27584.4592 | 26675.9726 | 26176.2599 | 26264.5955 | 25790.285 | 24487.6792 | 23117.7228
2015-08-06 | 23842.1991 | 23134.0222 | 22483.7663 | 22485.3626 | 22382.2738 | 22963.0731 | 24754.245 | 25935.1798 | 26844.5981 | 27973.9636 | 28582.6472 | 28692.3604 | 28590.8801 | 28639.9555 | 28724.1224 | 27987.6139 | 28040.3178 | 26885.3173 | 25851.9926 | 25463.035 | 25021.1697 | 24473.7641 | 23857.0194 | 23138.5197
2015-08-07 | 22564.1181 | 21875.0327 | 21782.6588 | 21834.0501 | 21774.9893 | 22332.236 | 22199.5784 | 21877.4035 | 22265.0565 | 22787.2203 | 23380.8528 | 24115.0061 | 24073.8102 | 24003.9418 | 23998.7666 | 24043.4959 | 24099.6111 | 24333.4236 | 24612.9856 | 24131.1189 | 24307.4939 | 24440.4248 | 23729.5998 | 23139.2126
2015-08-08 | 23143.2032 | 22528.2834 | 21833.8192 | 21834.4553 | 22445.6606 | 22359.8018 | 22107.9429 | 21946.0709 | 21573.1454 | 22085.9844 | 22733.8985 | 23368.5812 | 24141.6933 | 24122.4275 | 24046.8478 | 24015.6957 | 24051.7884 | 24246.5508 | 23926.3632 | 23455.9847 | 23661.9819 | 23037.2678 | 22599.3846 | 21853.9927
2015-08-09 | 21859.664 | 21951.1506 | 21812.2636 | 21797.9843 | 21736.3749 | 22272.0456 | 24088.8051 | 25137.313 | 26159.1251 | 27683.6212 | 28613.1227 | 29296.4055 | 29286.4728 | 29313.3487 | 29304.5208 | 29304.3854 | 28723.5654 | 27642.8901 | 26956.203 | 26089.0084 | 25632.2434 | 25053.5961 | 23802.5581 | 23095.8649
2015-08-10 | 22572.3188 | 21784.8344 | 21806.9929 | 21818.577 | 22501.2217 | 22937.5305 | 24059.4181 | 25165.2765 | 26950.4542 | 28015.1082 | 28634.5521 | 29258.5272 | 29259.1997 | 29243.7358 | 29146.7681 | 29277.7473 | 28618.3133 | 27550.7359 | 26551.1042 | 26111.2995 | 25649.633 | 25038.253 | 23695.691 | 23163.1996
2015-08-11 | 23177.3439 | 23121.0554 | 22565.3883 | 22467.68 | 22488.3063 | 23000.7794 | 24071.9862 | 25157.3979 | 26229.0022 | 27494.5814 | 28703.2883 | 29265.0064 | 29281.2635 | 29236.8803 | 29213.4003 | 29298.5502 | 28559.3963 | 27447.7761 | 26629.2763 | 26034.7227 | 25782.8889 | 25091.6033 | 24380.3433 | 23817.9657
2015-08-12 | 23170.1765 | 22441.8534 | 22487.1728 | 22550.5043 | 22441.6683 | 23048.5912 | 24077.552 | 24634.0318 | 26170.8525 | 26632.7645 | 27281.4172 | 28679.1733 | 29307.9763 | 29270.3468 | 29204.5308 | 29255.9777 | 28683.9436 | 27508.4092 | 26549.4409 | 26113.5286 | 25640.7252 | 24992.357 | 24526.0555 | 23773.8292
2015-08-13 | 23149.6035 | 22474.5195 | 21871.3913 | 21772.0854 | 22403.4088 | 23057.2931 | 24145.7264 | 24542.4059 | 25606.8085 | 25984.5807 | 27292.1144 | 27974.8539 | 27938.9428 | 27996.4791 | 28025.5922 | 27974.9149 | 27394.8132 | 26218.5225 | 25944.3051 | 24739.354 | 24316.6991 | 24479.8764 | 23818.2933 | 23335.1824
2015-08-14 | 23146.9255 | 22477.756 | 22511.7911 | 21819.5989 | 21806.1297 | 21730.8569 | 20188.9471 | 19999.6677 | 19639.999 | 20116.1291 | 21429.7265 | 22781.6273 | 23396.5433 | 23431.4626 | 23381.9068 | 23444.3063 | 23473.2295 | 23578.9793 | 23842.2722 | 24134.1783 | 24324.4079 | 23857.8531 | 23153.4608 | 22562.3316
2015-08-15 | 21259.6635 | 21174.692 | 21136.019 | 21230.0835 | 21158.3708 | 21041.4897 | 20859.9097 | 20574.3155 | 21055.8735 | 21384.3603 | 22141.9579 | 22092.928 | 22732.9888 | 22790.8685 | 22921.3478 | 22801.3387 | 23465.5108 | 23666.35 | 23920.6888 | 24104.5186 | 24352.4932 | 24387.8488 | 23824.8535 | 23202.4133
2015-08-16 | 21833.3116 | 21173.317 | 21092.2704 | 21197.8168 | 21711.2472 | 23041.0613 | 23430.0557 | 24521.6607 | 26195.2003 | 27321.6979 | 28009.6555 | 28307.0145 | 28975.8687 | 28975.2661 | 29068.9195 | 29038.336 | 28430.6719 | 27889.2737 | 26879.3332 | 26552.7319 | 25783.4233 | 24521.7213 | 23172.6689 | 22569.0343
2015-08-17 | 22575.9753 | 21889.6883 | 21180.3886 | 21187.666 | 21297.4473 | 21911.4174 | 22859.3035 | 24642.2609 | 26565.6981 | 27402.864 | 28722.0226 | 29355.449 | 29354.424 | 30000.5889 | 30375.4587 | 30444.9624 | 29691.1614 | 28589.9537 | 27529.5414 | 26469.5928 | 25665.5725 | 24502.2385 | 23239.7213 | 22475.1605
2015-08-18 | 22526.6479 | 21903.3511 | 21265.8735 | 21281.734 | 21253.853 | 22530.1081 | 22905.796 | 25280.9816 | 27326.2124 | 28356.7967 | 28971.2288 | 29656.6507 | 29729.4606 | 29663.1513 | 29027.3752 | 28986.9359 | 28456.3173 | 27273.4226 | 26665.4702 | 26164.574 | 24944.787 | 23850.8791 | 23195.9629 | 22525.4123
2015-08-19 | 22608.5261 | 21936.6194 | 21237.0161 | 21106.9847 | 21144.3992 | 22424.4153 | 22791.9983 | 24326.5795 | 25516.4211 | 27319.644 | 27924.6848 | 28570.4346 | 28651.1192 | 28597.4911 | 28616.3702 | 28588.6304 | 28045.9002 | 26850.9587 | 25950.1302 | 25483.9503 | 25650.2479 | 24502.4632 | 23169.2349 | 22472.9756
2015-08-20 | 22525.4845 | 21905.5801 | 21224.7385 | 21152.1339 | 21265.6673 | 22434.615 | 22755.6214 | 23319.3478 | 24648.4166 | 26060.9832 | 26793.1349 | 26732.0291 | 26728.9195 | 27426.1421 | 27449.9058 | 27495.5834 | 26757.3661 | 26321.0921 | 24653.8641 | 24200.744 | 23805.8104 | 23210.2033 | 22648.3638 | 22580.9686
2015-08-21 | 21947.2848 | 21243.8285 | 21233.0791 | 21320.4638 | 21224.3991 | 21097.6614 | 20967.7381 | 20658.8476 | 21078.0925 | 21489.5821 | 21551.4076 | 22157.0559 | 22203.9237 | 22118.1011 | 22155.7824 | 22068.185 | 22160.3299 | 22284.6194 | 22580.2467 | 22187.9525 | 22274.5756 | 22474.3973 | 21881.467 | 21156.3712
2015-08-22 | 21205.417 | 21288.1348 | 20467.517 | 20548.5552 | 20439.9626 | 20409.9569 | 20927.5641 | 20596.4501 | 20354.5815 | 20736.5927 | 21464.9923 | 22053.9829 | 22151.3518 | 22079.3258 | 22835.2581 | 22763.3541 | 22825.781 | 23064.1113 | 23331.4928 | 23418.3195 | 23738.841 | 23101.0972 | 22573.2318 | 21860.9197
2015-08-23 | 21169.6584 | 20587.27 | 20538.4487 | 20563.2126 | 21120.4611 | 22372.3468 | 23424.7362 | 24562.8723 | 25528.2153 | 25979.8686 | 26638.1572 | 27314.2915 | 27314.311 | 27303.298 | 27402.488 | 26649.1649 | 25454.278 | 24844.7297 | 24711.2643 | 24775.1935 | 24406.6393 | 23814.5348 | 23215.0698 | 22543.3728
2015-08-24 | 21855.6288 | 21257.7468 | 21241.8157 | 21172.1157 | 21179.8987 | 22394.6138 | 23477.3281 | 23894.1905 | 25447.4877 | 26630.0835 | 27311.5442 | 27920.5792 | 27962.7993 | 28614.2277 | 28709.5997 | 27947.6705 | 26681.7588 | 25601.9987 | 25275.5746 | 24857.9936 | 24352.0817 | 23823.9377 | 22508.0402 | 22160.402
2015-08-25 | 21795.6891 | 21147.7533 | 21200.0343 | 21157.7525 | 21094.7736 | 22302.0071 | 23397.1842 | 23894.9382 | 25525.6904 | 26721.3825 | 27350.4877 | 28050.0225 | 28007.2307 | 28596.3677 | 28633.701 | 27945.6015 | 26739.6779 | 25556.06 | 25217.1197 | 24820.3227 | 24259.5253 | 23814.6027 | 22494.492 | 22439.386
2015-08-26 | 22169.5303 | 21431.9196 | 20850.9 | 20884.9936 | 20816.5205 | 22070.9877 | 23183.9457 | 24178.4147 | 26301.6948 | 27407.0711 | 28750.9682 | 29236.9295 | 29938.0001 | 30202.948 | 30013.8062 | 29345.9313 | 28773.241 | 27600.438 | 26608.6358 | 26130.3198 | 24671.2901 | 23500.3826 | 23518.2682 | 23490.2467
2015-08-27 | 22954.9508 | 22192.8073 | 21492.2823 | 21619.1819 | 21488.2536 | 23351.9838 | 23790.8333 | 24829.1473 | 26314.6888 | 26758.2736 | 27302.6525 | 27894.2981 | 28707.6488 | 29288.0357 | 29245.6033 | 27962.4187 | 26714.0396 | 25501.8426 | 24636.9139 | 24197.2602 | 23725.4866 | 23192.7721 | 22444.6302 | 21868.6612
2015-08-28 | 21290.379 | 21213.9798 | 21250.1695 | 21163.3434 | 21145.5149 | 21716.2733 | 21464.8445 | 21297.7067 | 21641.0153 | 22050.2267 | 22678.3606 | 23434.7435 | 24009.1293 | 24042.5995 | 24047.7916 | 24105.5963 | 23492.1061 | 23666.9885 | 23951.1681 | 24161.6494 | 24377.424 | 23860.6875 | 23149.6634 | 22432.0091
2015-08-29 | 21903.2833 | 21764.8814 | 21232.4787 | 21248.6144 | 21176.9467 | 21007.2517 | 20863.8589 | 20732.9913 | 21034.872 | 20660.2312 | 22066.3315 | 22688.6639 | 22681.1154 | 22724.8751 | 22782.265 | 22740.9618 | 23418.1221 | 23639.4798 | 23987.6439 | 24197.2172 | 23733.3043 | 23126.6932 | 22530.1069 | 21910.0031
2015-08-30 | 21881.7977 | 21122.4697 | 21165.2808 | 21149.7982 | 21131.1627 | 21693.0838 | 22206.9792 | 21924.9292 | 22309.4774 | 22744.0294 | 23458.4799 | 24009.3403 | 23994.9249 | 24738.6663 | 24628.495 | 24774.9396 | 24734.793 | 25009.5589 | 24543.9879 | 24816.3679 | 24396.6703 | 24466.8114 | 23837.1262 | 23154.112
2015-08-31 | 21248.0911 | 21214.3665 | 21119.4437 | 22461.5221 | 23113.6311 | 24237.9723 | 24754.2795 | 26590.7878 | 27586.7246 | 28015.9465 | 28621.671 | 29251.6446 | 29284.3262 | 29369.4851 | 28619.0839 | 27947.3462 | 27405.163 | 26928.3485 | 26611.9525 | 25988.8462 | 25067.2684 | 24485.2663 | 23778.8641 | 23121.3112
2015-09-01 | 23185.6319 | 22554.8482 | 21794.217 | 21862.4313 | 21829.4309 | 22328.1773 | 24057.5611 | 25278.8659 | 26274.6737 | 27370.916 | 28032.688 | 28652.6 | 28639.5504 | 28572.854 | 28620.3246 | 27912.6423 | 26671.5379 | 25549.1023 | 25216.4342 | 25409.789 | 24943.1231 | 24465.0785 | 23820.6808 | 23133.1919
2015-09-02 | 23212.7444 | 23223.9742 | 22509.692 | 21784.7919 | 21708.8902 | 22971.5548 | 24058.1361 | 24607.0181 | 26184.808 | 26564.7217 | 27269.4407 | 27960.9147 | 28616.1845 | 29375.8417 | 29280.8019 | 28669.9942 | 27926.3967 | 26841.5078 | 26509.2367 | 26840.0582 | 26364.7486 | 25785.8366 | 25115.929 | 24508.4074
2015-09-03 | 23879.5762 | 23110.2437 | 21785.2651 | 21877.0083 | 22377.1154 | 22992.8818 | 24040.5361 | 24628.7399 | 26237.3616 | 27343.5343 | 27999.8413 | 28642.7954 | 28681.4232 | 29311.3152 | 29277.8974 | 28729.067 | 27377.251 | 26871.1269 | 26479.2717 | 26115.7228 | 25572.3915 | 25064.4232 | 24404.5878 | 23809.3133
2015-09-04 | 23115.094 | 22533.2568 | 21820.547 | 21092.6 | 21113.4094 | 21058.4149 | 21521.7844 | 21293.6729 | 21673.1232 | 22114.1731 | 22713.6643 | 23288.3037 | 24052.369 | 24007.0804 | 24055.5249 | 24067.4692 | 24084.051 | 24302.9734 | 24626.8464 | 24779.6023 | 24993.905 | 24493.6268 | 23110.3115 | 22496.6566
2015-09-05 | 23156.6074 | 22533.7379 | 21833.7728 | 21708.8571 | 21823.8872 | 22407.9856 | 22158.7962 | 21867.3195 | 22361.7814 | 22120.553 | 22643.8814 | 22653.4695 | 23422.2744 | 23422.3198 | 23344.0046 | 23488.3235 | 23429.9617 | 23593.2658 | 23931.2427 | 24807.7538 | 25029.4622 | 24438.2114 | 23787.6021 | 23122.8228
2015-09-06 | 23491.3649 | 22827.9875 | 22133.4712 | 22148.5141 | 22156.5999 | 23285.0481 | 24408.6365 | 25496.3492 | 26555.2439 | 28302.639 | 28964.11 | 29600.6528 | 29705.8653 | 29624.5363 | 29573.5036 | 28964.9117 | 27668.0394 | 27200.2528 | 26878.8992 | 26469.7088 | 26028.9056 | 24780.0153 | 24189.2677 | 24151.0011
2015-09-07 | 23464.9665 | 22776.9978 | 22135.2362 | 22172.9042 | 22109.904 | 22710.2527 | 24494.867 | 25522.0794 | 26520.4006 | 27728.2383 | 28956.2124 | 29502.8267 | 29661.3909 | 29580.1118 | 29554.0233 | 28953.2984 | 28284.1195 | 27761.4749 | 27504.8212 | 27053.6997 | 26585.823 | 25539.5243 | 24825.2351 | 24084.1789
2015-09-08 | 24096.1445 | 23427.4986 | 22808.2757 | 22873.3615 | 22865.213 | 23394.2585 | 24365.5697 | 25468.4687 | 26540.8933 | 27602.0467 | 28915.0346 | 29690.7888 | 29577.9071 | 29608.0439 | 29628.1403 | 29574.838 | 28992.0542 | 27833.4926 | 27485.7668 | 27129.6299 | 26658.0437 | 25438.0019 | 24855.2004 | 24799.1712
2015-09-09 | 24209.4597 | 23519.7484 | 22792.0493 | 22815.5747 | 23509.3727 | 24706.2958 | 25169.998 | 26824.6291 | 27785.6538 | 28308.3311 | 28930.4402 | 29605.7245 | 30362.1147 | 30190.393 | 30293.8889 | 30335.5474 | 29667.8125 | 28553.7176 | 27506.75 | 27036.1047 | 26710.0309 | 25457.3413 | 24833.0115 | 24306.294
2015-09-10 | 24179.2443 | 24051.7503 | 23405.6092 | 23510.4439 | 23443.8672 | 24572.2607 | 24990.1491 | 26903.7618 | 27827.2411 | 28314.3895 | 29561.1953 | 30311.8379 | 30313.0217 | 30125.5138 | 30189.4642 | 29577.6987 | 28995.9695 | 27896.1487 | 26858.8264 | 27050.1309 | 26006.8103 | 25318.4511 | 24805.7909 | 24785.3592
2015-09-11 | 24753.446 | 24121.1071 | 23509.5519 | 22821.6193 | 22965.8681 | 23381.6892 | 23121.5305 | 22881.2213 | 23217.8752 | 23623.5245 | 24383.7981 | 24295.1676 | 24415.8133 | 24400.9037 | 24348.3941 | 25036.5173 | 25058.2773 | 25330.4314 | 26341.8065 | 26403.9647 | 26677.8186 | 26792.7612 | 26096.8328 | 25410.9894
2015-09-12 | 24746.3509 | 24142.8774 | 23426.745 | 22843.5661 | 23434.457 | 23327.3349 | 23181.4255 | 22282.9889 | 22646.3793 | 23114.2045 | 23653.7982 | 24402.0955 | 24328.1597 | 24987.458 | 25023.7166 | 25671.3347 | 25704.887 | 25948.5959 | 26212.9382 | 26432.8662 | 26629.2892 | 26175.4509 | 25452.4087 | 24829.215
2015-09-13 | 24167.2136 | 23537.3709 | 22871.3433 | 22761.1528 | 23501.8921 | 24717.0794 | 25101.3903 | 26853.1899 | 27856.8257 | 29017.0669 | 29629.5655 | 30274.4167 | 30324.1403 | 30939.4393 | 30939.2028 | 30231.8411 | 29619.2594 | 29202.6851 | 28880.3908 | 28497.2659 | 27264.0568 | 26037.4574 | 25507.4718 | 24752.6445
2015-09-14 | 24111.4117 | 23464.765 | 22802.4209 | 22805.7709 | 23449.5714 | 24051.6869 | 25093.9708 | 26935.2984 | 28574.3385 | 28945.4005 | 29595.9671 | 30305.7848 | 30265.2432 | 30286.2977 | 30282.3235 | 30261.1268 | 29550.8246 | 28493.0178 | 27489.2206 | 27138.3265 | 26697.5122 | 26084.0693 | 25455.546 | 24757.913
2015-09-15 | 24085.9387 | 23413.0981 | 22804.1972 | 22779.7018 | 22713.3487 | 23978.3555 | 25072.4781 | 26820.3824 | 27869.8423 | 28946.1423 | 29570.0148 | 30225.1364 | 30273.6959 | 30311.9505 | 30312.3495 | 30299.2564 | 29621.2759 | 29092.0007 | 28876.8531 | 28341.9793 | 27969.6793 | 26711.2777 | 25493.3198 | 24776.649
2015-09-16 | 24133.4808 | 23500.1245 | 22884.3698 | 22797.7418 | 22893.583 | 24008.4252 | 25837.8439 | 26883.9314 | 27801.3257 | 28884.4369 | 29576.2053 | 30185.8622 | 30237.3954 | 30289.1572 | 30199.81 | 30294.1452 | 30334.4437 | 29894.1308 | 29525.0873 | 28317.5097 | 27342.75 | 26648.0597 | 26093.5588 | 25435.6382
2015-09-17 | 24756.7482 | 24099.8706 | 23485.7769 | 23577.555 | 24052.6761 | 24679.0307 | 25077.9481 | 26786.0259 | 27876.3512 | 28330.9798 | 28902.8035 | 29575.8643 | 29617.6478 | 30293.9095 | 31014.2774 | 31012.8183 | 30396.3504 | 30003.0689 | 29015.7655 | 28085.8275 | 27254.5882 | 26027.3295 | 25337.5764 | 24799.9581
2015-09-18 | 24188.3345 | 23571.5965 | 22799.4777 | 22739.3835 | 22803.2779 | 22568.7609 | 22521.286 | 22230.8372 | 22326.2565 | 22863.9138 | 23156.2631 | 23800.1364 | 23973.9102 | 24500.4725 | 25104.6132 | 25200.0873 | 25134.9824 | 25414.7604 | 25704.2104 | 25981.7746 | 25711.9174 | 25439.9119 | 24773.1819 | 24160.7863
2015-09-19 | 23608.0511 | 22786.1942 | 22125.1123 | 22158.169 | 22242.5009 | 22010.6822 | 21871.6358 | 21641.6324 | 21705.4478 | 22110.2734 | 23123.0183 | 23826.4237 | 24577.9795 | 24626.4288 | 24526.5476 | 25210.2905 | 25217.7285 | 25425.236 | 25625.2245 | 25946.1119 | 25118.6039 | 24790.0369 | 24142.5005 | 23487.8254
2015-09-20 | 22754.5437 | 22185.0104 | 22140.5993 | 22140.4151 | 22178.5967 | 23975.8403 | 25732.1933 | 27513.777 | 28614.1091 | 29934.7786 | 31008.6709 | 31992.4627 | 32675.4231 | 33022.8285 | 32955.0948 | 33005.6421 | 32766.4149 | 31887.9141 | 30940.6584 | 30296.9164 | 29317.7765 | 28481.0735 | 27368.2581 | 25788.706
2015-09-21 | 24187.7288 | 23584.8432 | 22839.5868 | 22828.5604 | 22818.1411 | 23939.8412 | 25833.7956 | 27477.4803 | 28876.4661 | 30354.437 | 31655.5095 | 32352.827 | 32746.7178 | 33029.9152 | 33059.7056 | 33014.8871 | 32928.9637 | 32321.6827 | 30963.3728 | 29778.3297 | 28634.6669 | 27384.3893 | 26092.9096 | 24772.2639
2015-09-22 | 23513.8441 | 22882.2968 | 22861.948 | 22637.9728 | 22531.0678 | 23624.9086 | 25493.4001 | 27234.643 | 28247.3499 | 29609.819 | 30639.1343 | 31802.5635 | 32339.4727 | 32405.1486 | 32266.3272 | 32301.4157 | 31745.6175 | 30659.0132 | 30186.9144 | 29150.4122 | 28349.4605 | 26470.4699 | 25105.6513 | 24513.4468
2015-09-23 | 23842.4734 | 23220.6242 | 22560.7394 | 22593.9546 | 22550.5989 | 24433.1352 | 25415.5458 | 26552.5374 | 27632.1794 | 28761.1231 | 29898.7096 | 30598.6065 | 31245.0958 | 31508.4357 | 31309.1765 | 31330.2746 | 30687.0882 | 30203.7939 | 29863.8837 | 29036.7814 | 28008.715 | 26826.112 | 25408.4497 | 24773.9343
2015-09-24 | 24193.9366 | 23506.6808 | 22794.9451 | 22776.7456 | 22894.0997 | 23960.6242 | 26378.2168 | 27520.817 | 27796.3495 | 28326.8505 | 28794.0454 | 29562.995 | 29584.5153 | 30398.4047 | 30159.9652 | 30379.9717 | 29999.2819 | 28889.3915 | 28585.9457 | 27712.8035 | 26725.7063 | 25405.6437 | 24748.9644 | 24204.9555
2015-09-25 | 23448.3037 | 22949.7286 | 22836.3632 | 22737.903 | 22776.5433 | 23398.2619 | 23782.4864 | 23533.3176 | 23344.5105 | 24126.0974 | 24784.1485 | 25494.8566 | 25415.8102 | 25620.182 | 26321.4867 | 26395.1482 | 26351.5557 | 26566.716 | 26874.5987 | 26443.736 | 26060.1807 | 25401.6988 | 24777.5746 | 24254.9546
2015-09-26 | 24051.7412 | 24205.8859 | 23506.2832 | 22851.991 | 22788.5143 | 23302.6459 | 23155.7778 | 22939.9411 | 22593.124 | 23032.6688 | 23681.6752 | 24487.0204 | 24371.279 | 24452.6782 | 25049.7524 | 25062.8001 | 25101.5286 | 25944.1015 | 26927.9414 | 27046.2275 | 26583.5502 | 26120.5286 | 25465.1231 | 24758.5994
2015-09-27 | 24089.6879 | 23416.3025 | 22798.5082 | 22759.9854 | 22776.8124 | 24051.3732 | 25132.0942 | 26839.1843 | 27885.0309 | 28952.6952 | 29591.4251 | 30222.3655 | 30261.6687 | 30338.6416 | 30278.1552 | 30291.0131 | 29613.2032 | 29254.9578 | 28816.5092 | 28038.7461 | 27207.6582 | 26776.3162 | 26123.569 | 25445.7573
2015-09-28 | 24827.893 | 24145.0894 | 23544.8788 | 23426.9593 | 23432.12 | 24687.0084 | 25771.5173 | 26922.9525 | 28470.2808 | 29617.5906 | 30240.885 | 30140.9677 | 30967.9169 | 30892.9479 | 30931.8627 | 30293.595 | 30298.5676 | 30534.1833 | 30199.3826 | 29023.1729 | 27884.1612 | 27399.8201 | 26147.5802 | 25463.7506
2015-09-29 | 24819.5004 | 24189.0964 | 23454.5084 | 23485.99 | 23444.0984 | 24666.5116 | 25666.7345 | 26801.066 | 27949.3539 | 28281.8291 | 28988.4774 | 29595.4433 | 30243.4038 | 30160.3204 | 30163.2286 | 30299.1889 | 30255.3834 | 29760.001 | 30155.9216 | 29812.4718 | 28639.3025 | 27402.4146 | 26145.6743 | 25509.0493
2015-09-30 | 24849.1176 | 24059.1112 | 23517.6369 | 23386.6001 | 23483.6662 | 24590.6318 | 25674.8787 | 26849.3451 | 27895.4 | 28960.2691 | 29602.0039 | 30221.3148 | 30301.1383 | 30229.7191 | 30288.769 | 30282.2968 | 29660.6811 | 29192.6684 | 28898.5082 | 28279.1573 | 27927.5327 | 27367.4393 | 26073.4659 | 25451.5346
2015-10-01 | 24823.5235 | 24150.2872 | 23521.1397 | 22887.4037 | 23457.133 | 23984.7897 | 25806.3983 | 26771.4934 | 27818.2003 | 28984.0175 | 29663.3643 | 30245.6485 | 30232.8418 | 30278.2097 | 30301.3266 | 30278.2701 | 29597.7244 | 29019.4107 | 28130.913 | 27801.3526 | 27241.9711 | 26156.4576 | 24865.7221 | 24128.4783
2015-10-02 | 22902.609 | 22173.0519 | 22169.2915 | 22161.6012 | 22108.4241 | 22017.4198 | 22525.7342 | 22253.1899 | 22708.5504 | 23139.5119 | 23728.9572 | 24369.7491 | 24406.6252 | 24398.48 | 25006.6438 | 25149.5509 | 24989.4377 | 25199.8845 | 25498.6737 | 25754.8335 | 25327.4647 | 24799.3629 | 24140.521 | 23504.9251
2015-10-03 | 22739.3506 | 22844.01 | 22162.2268 | 22144.7557 | 22229.0582 | 22639.2426 | 22482.8291 | 22307.6847 | 22610.0081 | 22488.1202 | 23098.8328 | 23718.4905 | 24455.0603 | 25048.8061 | 25089.9635 | 25071.426 | 24934.3046 | 25205.5324 | 25596.6555 | 25814.2698 | 25308.2579 | 24826.6181 | 24086.4362 | 23416.0926
2015-10-04 | 22824.366 | 22136.2063 | 22210.0606 | 22196.8514 | 22102.9816 | 23322.6168 | 25170.0401 | 25482.1033 | 26566.5343 | 28200.6297 | 28929.4129 | 29524.2605 | 29618.9628 | 29564.9266 | 28958.3685 | 28348.624 | 27693.259 | 27226.5094 | 26875.4445 | 26480.7471 | 25922.3514 | 25498.1987 | 24088.7025 | 23494.9996
2015-10-05 | 22821.4311 | 22085.1109 | 21423.1462 | 21543.6396 | 21476.8071 | 22604.8173 | 23880.7822 | 24865.8866 | 26552.2654 | 28346.6557 | 29557.4818 | 30238.2817 | 30272.571 | 30249.6579 | 29581.2341 | 27698.8998 | 25859.594 | 24722.3446 | 24170.275 | 22824.2135 | 21808.2226 | 21297.5726 | 21214.2755 | 21241.1902
2015-10-06 | 21269.1823 | 21208.4548 | 21253.7635 | 21229.6179 | 21889.2125 | 22422.8524 | 24136.5124 | 25339.7664 | 26287.1429 | 27340.7828 | 28606.5851 | 29704.5476 | 29947.9004 | 30491.7921 | 30398.6409 | 30347.564 | 29672.9255 | 29189.7465 | 28812.1625 | 28732.0201 | 27882.717 | 26644.7352 | 25377.793 | 24704.1151
2015-10-07 | 24199.2128 | 23576.4671 | 22823.0482 | 22864.708 | 23368.6122 | 24641.1726 | 25073.2693 | 26931.3337 | 27952.5964 | 28879.214 | 29550.2583 | 30186.2184 | 30923.3059 | 30930.674 | 30965.9365 | 30923.4774 | 30307.4243 | 29888.6323 | 28487.546 | 27082.1944 | 25939.8164 | 25496.0407 | 24853.7795 | 24105.1146
2015-10-08 | 23458.9013 | 22823.1046 | 22837.8706 | 23481.088 | 23402.2684 | 24610.1938 | 25777.7176 | 26837.6429 | 27809.9979 | 28928.3996 | 29691.2297 | 30239.0819 | 30870.7411 | 30891.997 | 30951.9204 | 30311.0136 | 29542.2896 | 27866.2489 | 26840.0852 | 26395.891 | 26014.0685 | 25415.1849 | 24775.8449 | 24774.2306
2015-10-09 | 24158.4763 | 23435.1459 | 22775.3483 | 22864.5914 | 22734.9082 | 23383.5437 | 23145.2102 | 23006.4294 | 23206.5069 | 23711.1056 | 24292.9465 | 24970.1194 | 25653.8223 | 26347.6135 | 26367.1707 | 26365.2155 | 26354.4809 | 26613.3392 | 26819.7323 | 27091.4998 | 27251.3799 | 26753.277 | 26145.8724 | 25437.0646
2015-10-10 | 24050.3203 | 23556.1155 | 22749.0825 | 22822.765 | 22666.3765 | 23288.0893 | 23145.6272 | 22913.6484 | 23294.2141 | 23729.4007 | 24401.5354 | 25171.2759 | 25647.8568 | 26398.3873 | 26383.5689 | 26348.3936 | 26476.9907 | 26571.9443 | 26893.7893 | 26428.5102 | 25951.2875 | 25450.6321 | 24763.3101 | 24104.6898
2015-10-11 | 24100.0858 | 23528.6718 | 22687.6723 | 22800.0367 | 23559.3725 | 24645.3162 | 25095.6815 | 26805.2979 | 27752.0523 | 28930.0068 | 29595.8817 | 30252.2883 | 30589.7206 | 30880.5969 | 30913.0901 | 30934.1493 | 30343.1917 | 29127.3867 | 28852.3334 | 27755.4206 | 27376.6519 | 26009.649 | 25513.5489 | 24822.7549
2015-10-12 | 24192.8609 | 23439.5928 | 22846.8464 | 22897.0286 | 23416.2048 | 24677.1105 | 25797.4799 | 27483.9984 | 29198.8993 | 30211.7943 | 30947.4662 | 30896.194 | 30871.2737 | 30939.6724 | 30975.75 | 30978.1667 | 30269.8836 | 29137.8838 | 28136.5994 | 27758.4263 | 27344.9426 | 26824.3232 | 26112.6092 | 25450.1426
2015-10-13 | 24711.8116 | 24189.6012 | 23526.6228 | 22770.431 | 22841.5943 | 24013.0681 | 24953.4467 | 26747.3382 | 28562.7418 | 29593.4823 | 30240.9437 | 30879.2646 | 30946.1411 | 30867.702 | 30967.9228 | 30922.1624 | 30265.8442 | 29906.5196 | 29564.828 | 28388.7093 | 27307.0613 | 26763.8454 | 26048.0218 | 25378.7114
2015-10-14 | 24216.596 | 23538.2423 | 22797.3748 | 22841.2455 | 23453.5822 | 24532.5146 | 25728.2632 | 26801.396 | 27772.8767 | 28878.6152 | 30245.2643 | 30922.3987 | 30930.782 | 30870.9627 | 30831.5894 | 31028.8874 | 30282.9091 | 29812.5284 | 29468.2687 | 29098.1343 | 27954.0877 | 27436.4641 | 26135.1407 | 25374.2841
2015-10-15 | 24121.6485 | 23444.0345 | 22938.5576 | 22910.7108 | 23403.0156 | 23957.8699 | 24422.4602 | 25508.362 | 26548.471 | 27717.2496 | 28964.5089 | 29643.6556 | 30200.6749 | 30878.3747 | 30891.0466 | 31033.569 | 30289.2054 | 29868.7088 | 29397.039 | 29080.435 | 27918.5218 | 26741.4016 | 26125.4398 | 25483.8956
2015-10-16 | 24825.3732 | 24162.8479 | 23440.6737 | 22788.9239 | 22797.5718 | 22668.4217 | 22459.221 | 22999.6042 | 23246.9423 | 24026.9922 | 24996.4442 | 25613.195 | 26231.1578 | 26584.8491 | 27060.5906 | 26996.868 | 27019.8657 | 27220.64 | 27519.7964 | 27132.029 | 26590.8188 | 26121.3393 | 25364.1443 | 24820.8032
2015-10-17 | 24087.0398 | 23464.1855 | 22754.0272 | 22841.3231 | 22819.8285 | 22660.2489 | 21823.4018 | 21626.5453 | 22670.6873 | 23769.5786 | 25030.1007 | 25636.7702 | 25950.6299 | 26407.354 | 26976.8549 | 26997.3193 | 26968.655 | 27194.1342 | 27582.9545 | 27496.7358 | 27316.3249 | 26746.7159 | 26025.4619 | 25402.2116
2015-10-18 | 24836.7253 | 24198.3937 | 23465.4381 | 23478.7001 | 23395.5818 | 24576.2838 | 25759.8404 | 26950.2362 | 27805.5732 | 28977.8998 | 29659.2374 | 30303.3522 | 30865.5757 | 31607.4367 | 31540.8157 | 30971.7852 | 30259.2834 | 29879.8111 | 29391.8369 | 29034.6368 | 27948.6559 | 27387.9518 | 26755.3131 | 26045.3384
2015-10-19 | 24798.9143 | 23419.6192 | 22824.8806 | 22792.179 | 23512.6277 | 24644.6572 | 26381.0948 | 28184.3502 | 29201.0582 | 29584.5787 | 30286.472 | 30907.3424 | 31563.1981 | 31547.0731 | 31556.7117 | 31610.2195 | 30910.3714 | 29798.7993 | 29587.2961 | 28371.4358 | 27261.1809 | 26801.5728 | 25407.0091 | 24776.2126
2015-10-20 | 24208.5567 | 23462.2958 | 22853.7089 | 22809.4136 | 23512.5644 | 24633.8101 | 25748.1036 | 26207.4467 | 27152.1841 | 28228.6212 | 29563.8254 | 30234.9463 | 30936.3579 | 30949.7059 | 30974.2126 | 31005.5978 | 30328.6332 | 29882.9191 | 29469.9555 | 29111.9415 | 28696.792 | 27398.2301 | 26069.2227 | 24782.6811
2015-10-21 | 24118.5164 | 23523.762 | 22825.6433 | 23493.6117 | 23447.8537 | 24708.8325 | 25657.0946 | 26837.9176 | 27896.2885 | 28883.3092 | 29583.2889 | 30322.9721 | 30843.3979 | 30999.0284 | 30858.6929 | 30931.339 | 30341.7521 | 29899.8384 | 29456.7606 | 29141.743 | 27934.5961 | 27346.8613 | 26133.453 | 25445.3147
2015-10-22 | 24762.2171 | 24131.877 | 23434.5414 | 22926.0153 | 22830.3087 | 24653.2731 | 26337.2845 | 27471.2604 | 28511.2519 | 29634.7111 | 30313.5306 | 30881.6133 | 30817.3896 | 30890.6673 | 30973.0795 | 30999.5447 | 30298.1451 | 29939.1174 | 29529.4178 | 29127.8362 | 27918.269 | 27429.919 | 26763.3049 | 25517.1541
2015-10-23 | 24761.1809 | 24164.6733 | 23396.5713 | 22853.9127 | 22738.6612 | 23375.0847 | 24414.1271 | 24873.9975 | 25165.8427 | 25690.0259 | 26241.3254 | 26375.1437 | 26311.1664 | 26304.7735 | 26398.9527 | 26323.3732 | 26299.5501 | 26587.5932 | 26850.6305 | 26448.331 | 25959.4158 | 25403.515 | 24841.6214 | 24207.3455
2015-10-24 | 23591.4579 | 23569.5997 | 23443.3878 | 22797.387 | 22828.185 | 22682.9574 | 23125.6334 | 22889.6498 | 22545.4262 | 23780.7294 | 24385.1474 | 25037.2622 | 25592.634 | 26329.2729 | 26374.4977 | 26362.7519 | 26375.04 | 26613.4316 | 26928.2983 | 27080.3591 | 26503.9723 | 26064.5101 | 25456.9049 | 24752.5386
2015-10-25 | 24782.4993 | 24767.6669 | 24057.6665 | 23364.0664 | 23446.307 | 24546.8304 | 25682.0617 | 26762.5177 | 28501.7676 | 29581.7419 | 30318.4473 | 30996.0326 | 30898.2316 | 30970.2457 | 30880.6628 | 30954.5353 | 30332.7513 | 29879.3709 | 29565.7076 | 29139.9967 | 27976.6291 | 26720.8541 | 26168.1828 | 25480.6513
2015-10-26 | 24718.5342 | 24081.0624 | 23508.9022 | 23475.1755 | 23533.1484 | 24572.1402 | 25686.937 | 26883.0277 | 28387.5125 | 29458.6062 | 30243.2159 | 30956.2307 | 30857.1787 | 30916.2291 | 30878.2253 | 30880.8028 | 30254.3659 | 29793.8635 | 29536.5765 | 29014.9816 | 27998.3789 | 27457.2989 | 26077.6378 | 25487.3079
2015-10-27 | 25499.5444 | 24867.0991 | 24773.8035 | 24128.9025 | 23404.8688 | 23298.1479 | 24472.9661 | 25529.1628 | 26604.3421 | 28243.3297 | 29605.69 | 30276.0598 | 30942.7411 | 30890.6816 | 30970.4711 | 30953.1887 | 30217.0255 | 29817.4445 | 29488.9107 | 29056.8201 | 27953.7069 | 26755.4426 | 26102.3105 | 25485.7473
2015-10-28 | 24800.2325 | 24113.9837 | 23380.0722 | 22770.0173 | 22900.1668 | 24624.4526 | 26404.2873 | 27508.0043 | 28576.7398 | 29649.4072 | 30308.7288 | 30849.016 | 30882.4266 | 30958.463 | 30937.6951 | 30918.9934 | 30237.6204 | 29867.1061 | 29403.6214 | 28994.6649 | 27872.2337 | 27346.0059 | 26092.0576 | 25473.6389
2015-10-29 | 24128.06 | 23498.6367 | 22837.871 | 22860.058 | 23453.7267 | 24022.979 | 25809.1924 | 26815.6686 | 27890.6897 | 28971.4858 | 29721.3873 | 30232.9194 | 30906.6578 | 30847.9108 | 30915.6808 | 30317.0692 | 29654.1438 | 28493.0195 | 28148.9137 | 27840.7839 | 27217.206 | 26078.9734 | 25448.7552 | 24811.7153
2015-10-30 | 24824.8257 | 24106.7555 | 23426.6021 | 23482.2661 | 23474.9979 | 23957.441 | 23802.8164 | 24254.4249 | 24529.2146 | 25137.3698 | 25729.2185 | 25699.7095 | 26291.9096 | 26291.7546 | 26356.1081 | 26399.6496 | 26359.2985 | 25910.7597 | 26231.196 | 25729.3651 | 25381.0037 | 24818.6755 | 24734.4018 | 24118.7786
2015-10-31 | 23537.0965 | 23404.2827 | 23540.2414 | 23492.0675 | 23525.1989 | 23310.4239 | 23724.285 | 23539.1377 | 23289.6605 | 23739.7656 | 24339.6904 | 25043.9559 | 25126.7639 | 25029.2125 | 25741.7613 | 25789.328 | 25720.9853 | 25859.4652 | 26108.0827 | 26413.0132 | 25942.171 | 26086.3172 | 25476.8885 | 24756.5135
2015-11-01 | 24767.1259 | 24088.4869 | 24128.4636 | 23438.4131 | 23507.87 | 24647.1847 | 24988.2846 | 26204.6579 | 27989.717 | 28874.9996 | 29603.1431 | 30169.3464 | 30923.0253 | 30930.3311 | 30944.1622 | 30976.121 | 30269.0829 | 29825.0769 | 29450.406 | 28406.1848 | 27354.5647 | 26724.0638 | 25410.1771 | 24803.0221
2015-11-02 | 24151.3985 | 23548.3344 | 23484.1841 | 22775.3986 | 22755.7981 | 23970.8573 | 25730.9498 | 26874.7305 | 27909.6089 | 29086.7184 | 29568.354 | 30256.5514 | 30245.5898 | 30920.9575 | 30982.4086 | 30944.1864 | 30302.5597 | 29847.1778 | 29474.7879 | 29056.3787 | 27902.4866 | 26641.2469 | 25391.5347 | 24820.7741
2015-11-03 | 24130.3209 | 23461.9654 | 22780.2223 | 22786.2201 | 22753.8293 | 23286.9592 | 25090.3809 | 26185.9419 | 27875.0103 | 29000.3559 | 29582.8533 | 30265.9992 | 30193.1824 | 30874.3634 | 30955.1355 | 30181.5926 | 30323.9522 | 29839.7815 | 29443.9099 | 28372.3879 | 27332.2879 | 26035.4766 | 25570.2648 | 24821.9956
2015-11-04 | 24116.9487 | 24128.3445 | 23498.8733 | 22754.0623 | 22753.8502 | 22655.599 | 23134.0432 | 24173.2821 | 25291.7531 | 27573.3014 | 28826.1164 | 29522.3377 | 30286.5593 | 30912.5797 | 31587.4028 | 31569.0367 | 31604.8499 | 31855.4958 | 32056.3977 | 31603.6444 | 30521.168 | 30013.3669 | 28002.8152 | 27326.9271
2015-11-05 | 26129.0234 | 25457.1179 | 24782.23 | 24089.7266 | 24812.7224 | 25924.8022 | 27746.7254 | 28826.3404 | 29231.9716 | 29628.5871 | 30194.9041 | 30845.3006 | 30865.1227 | 30912.4763 | 30975.8489 | 30251.3206 | 28987.8019 | 28599.6044 | 28209.121 | 27088.5273 | 25945.497 | 24698.549 | 24021.0445 | 23460.2848
2015-11-06 | 23528.7908 | 22888.4322 | 22830.3997 | 22192.8022 | 22139.6752 | 22067.5061 | 21824.9023 | 21674.5518 | 21974.6101 | 22418.0475 | 23121.1834 | 23811.9973 | 24328.8419 | 24379.8123 | 24482.557 | 24531.9849 | 25067.7084 | 25261.3902 | 25596.522 | 25114.9175 | 24976.0031 | 24765.0614 | 24121.27 | 23832.5523
2015-11-07 | 23424.2156 | 22837.2112 | 22477.012 | 22043.6928 | 22124.2246 | 22048.4277 | 22496.8209 | 22160.5807 | 21971.5443 | 21742.5365 | 22427.0559 | 23038.7547 | 23053.1623 | 23723.1449 | 23759.4533 | 23751.9121 | 24356.1075 | 25293.7212 | 25561.5881 | 25726.18 | 25401.9281 | 24763.3064 | 24091.932 | 23482.4861
2015-11-08 | 22895.0977 | 22163.5357 | 21545.4979 | 21414.7303 | 21497.4548 | 22058.8261 | 23746.2538 | 25541.7375 | 26511.897 | 28198.0905 | 29528.8781 | 30187.6436 | 30880.3288 | 30920.5232 | 30964.7865 | 30940.6483 | 30335.3947 | 29887.7412 | 29282.7533 | 28343.9287 | 27332.6366 | 26060.962 | 24879.4135 | 24117.7067
2015-11-09 | 23500.1645 | 22786.9677 | 22044.4998 | 22157.7896 | 22198.2485 | 22669.8683 | 24501.9731 | 25539.6503 | 27209.9362 | 28245.3991 | 28968.0713 | 29563.6573 | 30229.9374 | 30878.8688 | 30866.6108 | 30294.4427 | 29668.2705 | 29187.0341 | 28868.9313 | 28421.3617 | 27294.2178 | 26048.171 | 24814.3948 | 24124.2291
2015-11-10 | 23480.9207 | 22858.7321 | 22174.7441 | 22172.8848 | 22138.5156 | 22801.2168 | 24441.6945 | 25537.3232 | 27181.4377 | 28321.3693 | 28306.651 | 29005.7684 | 29684.9274 | 30295.8405 | 30323.4037 | 30281.7546 | 29643.3233 | 29186.8832 | 28809.9775 | 28433.1003 | 27347.6547 | 26137.4129 | 24802.7827 | 24091.2818
2015-11-11 | 23413.2984 | 23378.3071 | 22872.0016 | 22762.1498 | 22815.0554 | 24002.9156 | 25086.5328 | 26163.4311 | 27167.5327 | 28269.1834 | 29001.7797 | 29608.0552 | 29654.4697 | 30319.4874 | 30238.221 | 30182.2034 | 30268.9816 | 29887.6257 | 28854.9236 | 28422.9724 | 27256.3424 | 26010.6183 | 24768.7468 | 24189.407
2015-11-12 | 23479.8619 | 23423.9734 | 22810.058 | 22836.4134 | 22683.8211 | 23285.301 | 25724.8226 | 26852.8807 | 27795.4149 | 28902.8357 | 29611.902 | 30120.5396 | 30325.6734 | 30248.2492 | 30250.8734 | 29720.3301 | 28933.6253 | 28529.1251 | 28265.8061 | 27100.4189 | 26570.0395 | 26131.5311 | 25439.2002 | 24776.4961
2015-11-13 | 24142.3757 | 23519.5387 | 22848.498 | 22872.5424 | 22766.2121 | 22630.5466 | 22566.4103 | 22903.9351 | 23292.7251 | 23725.1593 | 24331.5836 | 24344.9528 | 24238.777 | 25015.4479 | 25086.4813 | 25056.6172 | 24974.6379 | 24558.0001 | 25000.5432 | 24772.2544 | 24703.4992 | 24120.979 | 24045.3874 | 23428.0522
2015-11-14 | 23497.9124 | 23505.066 | 23442.9477 | 22843.7784 | 22746.262 | 22699.2692 | 23143.8838 | 22921.7259 | 22594.0998 | 23211.7136 | 23672.7932 | 24299.9015 | 24372.1387 | 24410.3477 | 25023.6584 | 25016.1302 | 25046.0015 | 25248.4181 | 25597.6322 | 25690.9829 | 25329.3918 | 25428.5411 | 24756.1047 | 24143.5906
2015-11-15 | 24124.0286 | 23418.8805 | 23481.3599 | 22731.4216 | 22767.6335 | 23973.9849 | 25778.9245 | 26891.2524 | 28453.2168 | 29623.6275 | 30182.03 | 30212.8208 | 30231.8748 | 30216.9247 | 30177.2 | 30284.5389 | 30323.2006 | 29817.7341 | 29460.6208 | 28990.9646 | 27954.1064 | 26779.9305 | 25497.1572 | 24740.3914
2015-11-16 | 24192.1584 | 23509.5733 | 23116.958 | 22773.0631 | 22761.4929 | 22625.6778 | 23165.7697 | 24873.2852 | 25818.7239 | 27689.7139 | 28956.0642 | 29506.9821 | 30238.1195 | 30325.9496 | 30166.702 | 30348.4952 | 30323.226 | 29781.9771 | 30159.1455 | 29689.8504 | 29209.611 | 28732.361 | 27994.6272 | 26758.9836
2015-11-17 | 25530.5174 | 24812.4583 | 24183.105 | 23420.0319 | 22778.486 | 22659.2676 | 23157.9495 | 24822.7896 | 25824.0427 | 27606.2364 | 28977.3926 | 29635.94 | 30345.4735 | 30227.1085 | 30194.3 | 30311.7329 | 30265.1562 | 29915.4357 | 30196.6628 | 29691.9251 | 29273.2861 | 28863.8939 | 28015.7665 | 26738.3429
2015-11-18 | 25514.2975 | 24076.6386 | 23496.2196 | 23445.7848 | 22775.0249 | 22599.8351 | 23142.6228 | 23584.9075 | 25260.293 | 26269.0647 | 27641.6635 | 28330.9554 | 28939.2286 | 28967.7244 | 29008.5104 | 28986.2208 | 28936.7486 | 29094.2682 | 28848.6348 | 28415.3836 | 27971.6936 | 26678.4383 | 26120.8092 | 25485.9831
2015-11-19 | 24787.4574 | 24132.2648 | 23541.5188 | 23429.1582 | 22832.4786 | 22721.2107 | 23116.9968 | 23606.0495 | 25198.5577 | 26279.8262 | 27635.5008 | 28348.097 | 28920.9789 | 28920.775 | 28919.8479 | 28972.2017 | 29030.089 | 29207.0487 | 28840.9851 | 28412.6347 | 27875.8387 | 26787.8115 | 26111.1453 | 25373.4898
2015-11-20 | 24162.6339 | 23562.8269 | 23470.6345 | 23420.6417 | 22871.3955 | 22784.6256 | 22574.0842 | 22251.9211 | 22670.8738 | 22458.3967 | 23023.2634 | 23106.4959 | 23755.2718 | 24344.3996 | 24377.3247 | 24325.4417 | 24482.9381 | 25270.0063 | 25541.1994 | 25825.4872 | 25981.6611 | 25496.8847 | 24828.167 | 24129.99
2015-11-21 | 23513.0585 | 23458.0464 | 22816.6258 | 22905.087 | 22722.8396 | 22728.0452 | 22481.9551 | 23001.9105 | 22677.9329 | 23072.7843 | 22949.6223 | 23118.0346 | 23674.4681 | 24042.1611 | 24332.297 | 24371.0814 | 25175.1185 | 25283.6981 | 25576.2011 | 25805.6814 | 26026.5177 | 25476.3182 | 25488.6377 | 24801.0986
2015-11-22 | 24114.7637 | 23415.3452 | 23161.8221 | 22792.9428 | 22887.2335 | 23324.2331 | 24399.8667 | 25520.4526 | 27207.9483 | 28296.3051 | 29541.8506 | 30207.2389 | 30356.7068 | 30303.5857 | 30370.8798 | 30232.9054 | 30241.0874 | 30480.3227 | 30105.1195 | 29633.2975 | 28589.9096 | 27411.8368 | 26078.7767 | 25402.9277
2015-11-23 | 24145.2793 | 23490.6602 | 23545.142 | 22801.97 | 22863.7438 | 23404.4491 | 25075.9177 | 26162.5275 | 27220.2468 | 28332.5439 | 28916.8799 | 29544.9284 | 30323.5168 | 30248.2192 | 30255.2723 | 30288.4052 | 30211.1874 | 30427.6953 | 30176.0887 | 29734.3241 | 28709.1596 | 27432.6673 | 26213.9021 | 25441.8223
2015-11-24 | 24769.4989 | 24107.8459 | 23353.2151 | 22823.9094 | 22804.2734 | 23358.9813 | 24518.3451 | 25625.0674 | 27336.3858 | 28392.0338 | 29600.9638 | 30178.4281 | 30382.8695 | 30273.0159 | 30222.0584 | 30284.2965 | 30294.0431 | 30465.5376 | 30797.0449 | 30310.6225 | 29261.301 | 27915.5487 | 26088.4041 | 25469.4457
2015-11-25 | 24149.2914 | 23464.7872 | 23388.8948 | 22722.9802 | 22878.5962 | 23233.1918 | 25136.8602 | 26842.5677 | 27828.6662 | 28996.4061 | 29533.4026 | 30155.6866 | 30290.9547 | 30265.4121 | 30278.5267 | 30276.0517 | 30307.2711 | 30432.3746 | 30227.5458 | 29705.6951 | 28568.6827 | 26787.9384 | 25486.4181 | 24731.5166
2015-11-26 | 24226.3555 | 23503.2307 | 22882.929 | 22099.3785 | 22158.6993 | 23328.8205 | 25143.983 | 26233.5449 | 27221.0738 | 28261.2939 | 28875.1359 | 29557.5976 | 30276.1178 | 30323.9154 | 30194.7561 | 30326.6826 | 30294.5559 | 29861.7844 | 29527.4837 | 28344.9959 | 27236.8782 | 26114.0079 | 24782.2377 | 24161.4786
2015-11-27 | 24136.5019 | 23479.9808 | 23567.3992 | 22833.0845 | 22748.5786 | 22693.2864 | 22467.8629 | 22347.9795 | 22600.7092 | 23092.8863 | 23650.9445 | 24299.4942 | 25102.918 | 24920.401 | 25007.534 | 25028.8353 | 25675.0136 | 25902.5513 | 26254.3884 | 26462.6163 | 26304.0454 | 26142.1504 | 25455.085 | 24856.9206
2015-11-28 | 24109.3156 | 23463.6504 | 22809.3526 | 22174.0296 | 22202.8522 | 22059.5204 | 21844.4902 | 22242.6736 | 22670.5193 | 23115.5715 | 23750.2758 | 24383.5126 | 25033.6856 | 25059.5385 | 25042.9575 | 25744.7409 | 25707.5131 | 25926.7531 | 26283.7931 | 26366.2679 | 26022.4997 | 25425.4303 | 25369.4485 | 24790.783
2015-11-29 | 24214.7256 | 23431.1361 | 22887.282 | 22751.5404 | 23564.3459 | 24652.5698 | 25652.5966 | 26833.4211 | 27834.7192 | 28966.4243 | 29619.6448 | 30249.2303 | 30273.5413 | 30259.3527 | 30372.5856 | 30225.7688 | 30912.7914 | 31141.5907 | 30193.8011 | 28440.164 | 27392.1879 | 26751.5686 | 26113.8488 | 25351.8696
2015-11-30 | 24189.5071 | 23441.7099 | 22928.101 | 22865.8742 | 22760.8789 | 23402.276 | 25142.9885 | 26903.1936 | 28488.501 | 29691.7982 | 30254.1206 | 30272.8788 | 30218.5943 | 30197.8713 | 30295.3905 | 30253.8171 | 30168.0838 | 30472.0944 | 30188.9978 | 29016.4983 | 27245.3198 | 26091.2254 | 25427.3228 | 24770.2552
2015-12-01 | 24119.5836 | 23431.5469 | 22829.0761 | 22806.2543 | 23402.6496 | 23933.8426 | 25742.6361 | 26800.7286 | 27880.1007 | 29004.5292 | 29651.2063 | 30191.1729 | 30860.1641 | 30909.4247 | 30948.2906 | 30930.9025 | 30897.1661 | 31110.9654 | 30751.8682 | 29650.2191 | 28577.6553 | 26674.7371 | 25368.264 | 24872.6592
2015-12-02 | 24109.0038 | 23452.4642 | 23449.9461 | 22816.6758 | 22856.5076 | 23460.6145 | 24442.2625 | 26201.8045 | 27192.0025 | 28326.3642 | 28996.9484 | 29607.4152 | 30258.9747 | 30274.3969 | 30315.3411 | 30320.7576 | 30279.263 | 29761.6439 | 29557.0997 | 28974.8694 | 28599.3823 | 27482.7314 | 26109.1841 | 24751.6527
2015-12-03 | 24216.3984 | 23570.7486 | 23448.8628 | 22815.0555 | 22798.3937 | 23412.3954 | 24479.0595 | 26129.7048 | 27161.209 | 28234.6928 | 28904.7121 | 29614.592 | 30284.766 | 30271.7822 | 30319.9716 | 30294.0121 | 30260.4125 | 29811.1925 | 29493.3162 | 28997.8353 | 28591.4848 | 27299.0183 | 25979.4434 | 24840.368
2015-12-04 | 23494.291 | 22836.974 | 22153.6536 | 22128.9615 | 22078.2685 | 22020.6492 | 21831.3178 | 22299.7351 | 21857.0774 | 22369.8118 | 22305.9678 | 22984.4693 | 23111.9236 | 23756.9551 | 24364.6135 | 24398.6618 | 24456.2396 | 24586.5283 | 24920.2414 | 24412.6026 | 24043.055 | 24138.0219 | 23501.9494 | 23464.9279
2015-12-05 | 22848.854 | 22148.9924 | 22206.3938 | 22064.8961 | 22208.2759 | 22048.1939 | 21837.3728 | 22394.2603 | 21884.8998 | 22390.7457 | 22334.4113 | 22987.2432 | 23035.0166 | 23727.2674 | 24397.9238 | 24359.8263 | 24418.9045 | 24612.5513 | 24939.5134 | 24451.5999 | 24079.5621 | 24098.4029 | 23533.5669 | 23442.5733
2015-12-06 | 23510.1866 | 22823.1981 | 22157.9278 | 22803.0475 | 23445.0187 | 23946.5528 | 25048.5928 | 26174.989 | 27177.4047 | 28351.9142 | 28991.7419 | 29475.9308 | 30242.3216 | 30270.1137 | 30198.0144 | 29584.9435 | 28982.4099 | 28554.4272 | 28210.5745 | 27152.4597 | 26022.0783 | 24826.0416 | 24104.9495 | 23485.4663
2015-12-07 | 22808.1384 | 22188.7265 | 22268.3256 | 22731.3427 | 22759.831 | 23285.2576 | 24395.4497 | 25530.0321 | 26569.764 | 27642.2223 | 28962.1438 | 29570.0059 | 30229.2719 | 30359.9299 | 30305.7804 | 29661.875 | 29016.848 | 28532.3287 | 27538.1014 | 26424.3551 | 25316.309 | 24139.5708 | 23504.1492 | 23466.1735
2015-12-08 | 22894.0355 | 22190.2638 | 21496.3449 | 22148.2268 | 22770.5127 | 23342.8822 | 24491.1785 | 25624.734 | 27223.632 | 27722.8047 | 27572.238 | 27633.2721 | 27562.8803 | 28341.9306 | 28261.3107 | 28320.0237 | 28422.4618 | 27909.2168 | 26821.6019 | 26375.5112 | 26098.8311 | 24680.3917 | 24151.7384 | 23522.4437
2015-12-09 | 22957.2481 | 22845.5272 | 22130.6673 | 22166.8274 | 22121.5769 | 23389.8206 | 25109.4386 | 25493.6642 | 26573.3554 | 27650.5706 | 28277.9629 | 28321.5694 | 27674.4416 | 27641.284 | 27657.5933 | 27609.0916 | 27671.5124 | 27218.2699 | 26232.8129 | 25834.0504 | 25304.6121 | 24204.6998 | 23449.3678 | 23466.4066
2015-12-10 | 22715.2001 | 22230.9871 | 21540.5549 | 21513.2271 | 22193.3315 | 23385.8416 | 23714.0874 | 24857.9169 | 25277.241 | 26338.7337 | 26979.805 | 26934.6101 | 26981.0498 | 26957.6216 | 27018.538 | 26303.834 | 26484.0228 | 25975.956 | 24882.7963 | 24508.6733 | 24040.7261 | 23445.0207 | 22833.9048 | 22105.2335
2015-12-11 | 21543.2272 | 21506.1348 | 20871.9633 | 20780.8842 | 20782.4114 | 20829.261 | 21168.2899 | 20958.8047 | 20657.4205 | 20465.8328 | 21115.9534 | 21739.9606 | 22467.2109 | 23182.5936 | 23024.2542 | 23146.3748 | 23180.4266 | 22647.9228 | 22959.6677 | 22529.7746 | 22133.2237 | 21451.149 | 21464.0665 | 21502.4085
2015-12-12 | 21580.597 | 21541.0848 | 20883.3241 | 20868.5278 | 20863.659 | 21362.4399 | 21321.1855 | 21636.8948 | 21664.0955 | 21820.6081 | 22408.2167 | 22954.7998 | 23724.3398 | 23686.941 | 23795.6209 | 23751.7559 | 23810.1857 | 23947.6513 | 23559.555 | 23151.3421 | 22813.1711 | 22790.9549 | 22863.9506 | 22116.8305
2015-12-13 | 21493.5371 | 20839.267 | 20755.5039 | 20789.6745 | 20890.4183 | 21365.3112 | 21842.4334 | 22217.0912 | 22623.4657 | 22465.3638 | 23042.7831 | 23836.6625 | 23781.2768 | 23791.0609 | 23699.1608 | 23749.4968 | 23667.6835 | 24015.0251 | 23638.5785 | 23850.1977 | 23348.0187 | 23512.9279 | 22878.4166 | 22254.5369
2015-12-14 | 21537.8158 | 21430.3814 | 21505.8288 | 20862.7814 | 20797.2056 | 20596.1015 | 21191.7685 | 21556.4158 | 21971.3485 | 22426.6354 | 23113.6434 | 23686.0124 | 23713.6774 | 23772.625 | 23699.8515 | 23745.7885 | 23718.0546 | 23984.8941 | 24261.4897 | 23802.4386 | 23357.699 | 22811.9501 | 22175.0005 | 21557.4644
2015-12-15 | 21541.8586 | 21494.7321 | 21421.6527 | 20880.3578 | 20856.9171 | 21365.9927 | 21151.3999 | 21626.8687 | 21961.2517 | 22403.0917 | 22383.3457 | 23078.729 | 23108.721 | 23786.0537 | 23779.4545 | 23755.2019 | 23692.1304 | 23956.1378 | 23579.2473 | 23132.2368 | 22652.171 | 22037.1727 | 21496.8754 | 20898.0333
2015-12-16 | 20197.0791 | 20287.9654 | 20216.3335 | 20930.1181 | 20757.5243 | 20737.388 | 21092.3053 | 21604.8142 | 22035.6513 | 21758.437 | 22370.7113 | 22985.5785 | 23125.3047 | 23746.9109 | 23806.8661 | 23757.3452 | 23771.0993 | 23932.3267 | 23919.6414 | 23788.3393 | 23369.3117 | 22901.9112 | 22275.8342 | 20923.1187
2015-12-17 | 20262.395 | 20199.3368 | 20245.316 | 20094.5264 | 20221.9105 | 20083.4944 | 20544.2093 | 20877.9251 | 20907.1689 | 21104.1106 | 21675.1804 | 22399.7658 | 23056.2651 | 23707.9476 | 23745.0254 | 23772.5477 | 23686.0984 | 23303.7184 | 23026.0473 | 23130.3782 | 23357.5892 | 22812.7374 | 22090.0607 | 22179.0563
2015-12-18 | 21594.0714 | 21574.4229 | 20919.1767 | 20891.6609 | 20130.9561 | 20033.731 | 19710.7732 | 19563.9752 | 19464.0783 | 19834.4792 | 20398.8842 | 20521.8748 | 21121.5146 | 21163.4356 | 21705.6467 | 21703.3475 | 22413.6732 | 22601.4923 | 23544.55 | 23852.9859 | 23309.7424 | 22879.142 | 22248.3117 | 21504.6365
2015-12-19 | 20891.359 | 20247.1576 | 20244.715 | 20188.9588 | 20227.3847 | 20011.5831 | 19810.3042 | 20218.659 | 20001.8999 | 20504.4748 | 20588.3668 | 20402.7608 | 20984.4877 | 21122.0349 | 21839.1138 | 22437.5023 | 23188.8272 | 23310.5178 | 23626.1392 | 23864.6292 | 23385.2095 | 22883.8002 | 22220.9021 | 21418.191
2015-12-20 | 20898.6809 | 20187.204 | 20231.2705 | 20193.3011 | 20208.7448 | 20704.4134 | 20434.8934 | 20961.3012 | 21246.3723 | 21532.8155 | 21732.6963 | 21787.8164 | 21752.8472 | 22428.9553 | 23043.6452 | 23749.4047 | 23686.0258 | 23972.6844 | 24276.8032 | 24040.7533 | 24064.0778 | 23505.7943 | 22885.9355 | 22244.496
2015-12-21 | 21506.0039 | 20965.8655 | 20245.8385 | 20168.9464 | 20166.4966 | 20833.4066 | 20503.8162 | 20971.7393 | 21248.6049 | 21180.8492 | 21835.0584 | 21705.2263 | 21793.964 | 22405.1359 | 22334.9532 | 23118.4432 | 22994.264 | 23386.9433 | 23557.441 | 23142.949 | 23356.3861 | 23487.5453 | 22895.0675 | 22155.91
2015-12-22 | 22242.3846 | 21567.0005 | 20857.3647 | 20861.9055 | 20766.2044 | 21332.798 | 21874.242 | 21968.0221 | 21971.5184 | 22059.8341 | 22366.9618 | 22451.0204 | 22739.0171 | 23037.7638 | 23027.1187 | 23104.2909 | 23056.4695 | 23285.5603 | 23622.1875 | 23757.9146 | 23356.2865 | 23554.189 | 23357.1501 | 23831.252
2015-12-23 | 22835.0778 | 22548.1546 | 22164.535 | 21816.9636 | 21559.9083 | 21374.9626 | 21872.8359 | 21891.9873 | 22038.6653 | 21810.7453 | 22461.1965 | 23100.163 | 23146.0383 | 23000.4229 | 23160.0847 | 23032.5143 | 23079.2415 | 23289.2794 | 23555.6685 | 23902.6145 | 23667.5983 | 23410.9661 | 22853.1127 | 22174.085
2015-12-24 | 21555.3618 | 21151.2817 | 20911.2201 | 20819.2596 | 20847.8329 | 21329.3339 | 21812.4936 | 22167.4337 | 21919.0104 | 22423.5552 | 23030.0707 | 23073.0971 | 23085.8563 | 23048.0895 | 23181.7767 | 23100.6591 | 23127.0631 | 23325.5957 | 23657.7588 | 23243.0525 | 23276.8406 | 23449.8369 | 22831.5294 | 22199.1557
2015-12-25 | 21592.067 | 21490.9752 | 20914.562 | 20823.2675 | 20924.0627 | 21443.5226 | 21758.3958 | 22285.8217 | 21985.9756 | 22374.285 | 23034.0211 | 23149.9809 | 23069.7395 | 23127.4478 | 23094.1614 | 23040.5945 | 23118.1226 | 23300.8969 | 23648.3658 | 23145.0763 | 23330.6936 | 23418.3993 | 22831.505 | 22165.3793
2015-12-26 | 20865.3358 | 20249.3887 | 20183.5251 | 20227.8807 | 20187.4948 | 20115.8964 | 19839.628 | 20302.4793 | 19962.5027 | 20456.3029 | 20460.3175 | 20377.5185 | 21154.662 | 21220.7958 | 21791.1497 | 22423.4183 | 23073.9472 | 23317.6186 | 23607.0586 | 23872.5423 | 23318.1208 | 22806.0162 | 22140.2288 | 21489.3658
2015-12-27 | 23483.0133 | 22889.5789 | 22076.5961 | 22834.1727 | 23363.8032 | 24007.5267 | 25033.7037 | 26192.5664 | 27244.959 | 28288.4348 | 28959.3772 | 29637.8007 | 30205.484 | 30271.7745 | 30176.5406 | 29630.4063 | 28978.3976 | 28544.1031 | 28134.8539 | 27123.1533 | 25986.7395 | 24714.7365 | 24054.7374 | 23516.953
2015-12-28 | 24150.3815 | 23481.4035 | 22704.8252 | 22864.6223 | 22884.0946 | 23337.5044 | 25111.645 | 26801.9881 | 28483.956 | 29609.4037 | 30284.951 | 30337.4585 | 30229.4566 | 30277.6205 | 30187.1328 | 30326.4287 | 30243.5334 | 30404.321 | 30119.8323 | 29068.8631 | 27308.9365 | 26161.3606 | 25393.7938 | 24860.3997
2015-12-29 | 24134.6879 | 23568.3192 | 22738.4624 | 22827.7385 | 23438.153 | 24077.6575 | 25719.7692 | 26814.9624 | 27804.3064 | 28969.4792 | 29572.3454 | 30255.025 | 30931.3911 | 30957.9421 | 30958.5705 | 30948.7412 | 30950.0898 | 31220.5814 | 30773.8348 | 29744.0864 | 28581.5129 | 26756.9173 | 25460.7389 | 24726.0545
2015-12-30 | 24082.4072 | 23476.3325 | 23422.7189 | 22802.2966 | 22845.8113 | 23373.1945 | 24509.9301 | 26279.0435 | 27299.898 | 28287.7529 | 28974.9187 | 29641.2429 | 30240.5729 | 30170.9311 | 30266.8365 | 30288.7531 | 30325.7531 | 29874.6023 | 29497.3933 | 29085.3956 | 28640.9277 | 27428.3361 | 26098.231 | 24873.7925
2015-12-31 | 24169.9739 | 23518.6252 | 23495.0784 | 22752.6727 | 22763.4793 | 23340.9848 | 24421.6523 | 26187.9487 | 27211.1104 | 28265.0138 | 28901.1894 | 29590.3555 | 30144.7745 | 30265.3415 | 30226.4538 | 30205.9951 | 30286.4058 | 29815.407 | 29551.2728 | 29046.5603 | 28596.8381 | 27431.5764 | 26124.7057 | 24883.3759

## Electric Load - PV - Batter(kW)
Hour Ending | 1 | 2 | 3 | 4 | 5 | 6 | 7 | 8 | 9 | 10 | 11 | 12 | 13 | 14 | 15 | 16 | 17 | 18 | 19 | 20 | 21 | 22 | 23 | 24
Date
2015-01-01 | 24280.677 | 23380.6458 | 23432.8908 | 22720.7993 | 23408.4617 | 23952.7181 | 25662.3095 | 27337.6678 | 28429.0691 | 30231.7681 | 30931.9663 | 31186.7147 | 31117.4317 | 30683.9928 | 30137.4558 | 30192.8437 | 30207.9485 | 30491.0451 | 30063.7503 | 29039.5149 | 27861.6849 | 26761.0624 | 25496.4046 | 24821.4061
2015-01-02 | 24157.8451 | 23490.8332 | 23224.1878 | 22828.6579 | 22154.4642 | 22071.8179 | 21909.6093 | 22278.8524 | 22517.6591 | 23055.64 | 23719.7004 | 24412.3535 | 24922.4618 | 25289.1157 | 25602.6797 | 26017.8175 | 26429.6859 | 26565.2641 | 26841.4671 | 27064.3866 | 26721.0995 | 25440.1355 | 24756.0591 | 24430.2
2015-01-03 | 24125.608 | 23435.6362 | 23479.7018 | 23504.5254 | 23487.1316 | 23403.1827 | 23171.0816 | 22958.3938 | 22867.5303 | 22998.9665 | 23669.3486 | 24052.9148 | 24327.3596 | 24979.222 | 25682.8237 | 26351.5293 | 26268.9441 | 26648.8562 | 26785.5157 | 26998.1608 | 26583.0921 | 26099.9698 | 25372.6664 | 24811.5698
2015-01-04 | 24225.475 | 23571.1282 | 23494.4866 | 23416.7453 | 24172.916 | 24679.6841 | 26413.9653 | 27468.5687 | 28439.4312 | 29598.2123 | 30190.9122 | 30200.4043 | 30216.9916 | 30270.7067 | 30358.3027 | 30212.2975 | 29979.7691 | 29770.9442 | 29492.5092 | 29022.2099 | 27928.2627 | 26779.4259 | 25386.2858 | 24837.5589
2015-01-05 | 24871.8991 | 24163.4565 | 24073.7712 | 23443.5433 | 23451.4134 | 24641.8263 | 25774.4273 | 27513.8291 | 27852.4715 | 28891.9699 | 29607.5503 | 30175.5735 | 30206.6728 | 29592.9905 | 28966.7622 | 28991.0067 | 28847.9042 | 28543.4872 | 28244.2897 | 27781.0152 | 27274.9101 | 26096.779 | 25469.5658 | 24771.0158
2015-01-06 | 24203.5089 | 23530.0035 | 22858.0373 | 22795.4556 | 23451.9428 | 23998.5258 | 25085.7411 | 26844.5554 | 28521.5549 | 29562.5315 | 30166.3512 | 30222.9842 | 30373.0657 | 30217.4583 | 29578.7252 | 29641.9901 | 28953.6923 | 28564.3269 | 28119.749 | 27689.4113 | 27007.4172 | 26148.7421 | 25450.7624 | 24885.3714
2015-01-07 | 24195.7497 | 23492.914 | 23500.5426 | 23445.9663 | 24116.2273 | 25312.2678 | 26977.3567 | 28155.8879 | 29274.7084 | 29453.7791 | 30157.039 | 30250.4201 | 30349.5553 | 30198.7545 | 30305.9182 | 30336.3927 | 30302.0327 | 30442.9873 | 30061.6298 | 29687.811 | 28644.7254 | 27370.4094 | 26109.23 | 25509.3714
2015-01-08 | 24858.64 | 24238.529 | 23522.4606 | 23464.0933 | 24139.8168 | 25255.3379 | 26420.9083 | 27496.2752 | 29053.2009 | 29471.2874 | 29528.1893 | 30186.2097 | 30228.5323 | 30237.9505 | 30296.7951 | 30262.6728 | 29547.188 | 29746.9689 | 29472.98 | 29129.8977 | 28014.2917 | 26771.3421 | 26106.4214 | 25446.5193
2015-01-09 | 24269.2128 | 23943.0485 | 23447.6527 | 22806.9705 | 22271.6403 | 21733.925 | 21410.7579 | 22279.0091 | 22870.6791 | 23708.6809 | 24347.2915 | 25038.0546 | 25714.2257 | 26226.068 | 26343.4522 | 26445.4399 | 26386.6977 | 26539.9564 | 26155.4032 | 25857.7162 | 25412.8851 | 25108.048 | 24774.0977 | 24490.3602
2015-01-10 | 24188.892 | 23890.2066 | 23462.5891 | 23460.6823 | 23432.4111 | 23285.2854 | 23758.7105 | 23559.3259 | 23252.8656 | 22974.6699 | 23639.509 | 24445.0679 | 24956.895 | 25720.8772 | 26058.0111 | 26338.0431 | 26376.248 | 26557.3264 | 26856.4109 | 27084.5709 | 26568.011 | 26770.1081 | 26009.2238 | 25496.4913
2015-01-11 | 24853.8994 | 24216.8432 | 23529.2577 | 23520.7713 | 24196.1833 | 25211.0067 | 27111.4978 | 28122.5082 | 29129.0439 | 29514.5761 | 30210.9915 | 30227.6747 | 30242.7754 | 30271.1923 | 30240.2443 | 30324.6851 | 30313.0709 | 30561.2695 | 30112.031 | 29796.2025 | 28625.0297 | 27359.7115 | 26105.1849 | 25432.7256
2015-01-12 | 24786.863 | 24132.9072 | 23626.5637 | 23503.0722 | 24118.4154 | 25306.9351 | 27020.1848 | 28071.1646 | 29092.4966 | 29552.9703 | 30175.6021 | 30230.0334 | 30257.4492 | 30204.7763 | 30208.4041 | 30275.8915 | 30298.7111 | 30445.8398 | 30172.1631 | 29085.1219 | 27925.2063 | 26788.2919 | 26175.4625 | 25371.1484
2015-01-13 | 24823.7855 | 24180.6549 | 23463.9826 | 23495.6486 | 24174.0818 | 25315.0435 | 27065.1762 | 28151.8504 | 29200.0528 | 29405.25 | 30184.0654 | 30210.7446 | 30279.0348 | 30268.5887 | 30204.76 | 30356.2867 | 30253.9168 | 30550.8798 | 30120.4688 | 29744.784 | 28567.8149 | 27281.1482 | 26036.0188 | 24833.7938
2015-01-14 | 23543.5747 | 22859.2546 | 22236.4077 | 22228.5451 | 22825.91 | 23351.3277 | 25097.6467 | 26137.763 | 27177.77 | 28210.2345 | 28777.3889 | 29595.8203 | 29672.1899 | 29735.7133 | 29607.1313 | 29613.0316 | 28986.1355 | 28539.2924 | 28184.7607 | 27794.0575 | 27294.6329 | 26713.7571 | 26145.7833 | 25468.9795
2015-01-15 | 25439.1752 | 24918.0677 | 24120.2987 | 23593.0639 | 24102.4764 | 24746.0197 | 26414.4354 | 27514.1699 | 28522.0531 | 29489.8988 | 30254.5799 | 30188.93 | 30301.266 | 30262.9691 | 29576.915 | 29677.5777 | 29613.4601 | 29801.4232 | 29510.6349 | 28361.5775 | 27281.6074 | 26203.4606 | 25510.9857 | 24751.7933
2015-01-16 | 24169.2252 | 24109.476 | 24103.7657 | 23559.4225 | 23463.0958 | 23405.1997 | 23803.0703 | 23515.2763 | 23929.987 | 23700.1978 | 24361.5195 | 25089.5503 | 25702.8561 | 25702.4207 | 25676.5966 | 25701.1211 | 26269.0845 | 26571.3448 | 26913.985 | 26445.0553 | 25940.558 | 25524.8884 | 24746.9424 | 24880.5427
2015-01-17 | 24812.9426 | 24079.9596 | 24093.0464 | 23406.8541 | 23523.9995 | 23428.3932 | 23773.9562 | 23644.5427 | 23203.0695 | 23662.2114 | 24244.9864 | 25051.5182 | 25738.3489 | 25773.1508 | 25702.8249 | 26406.311 | 27014.964 | 27975.5871 | 28228.3475 | 27777.863 | 27262.4375 | 26751.8264 | 26093.9167 | 25491.6572
2015-01-18 | 24884.3894 | 24174.7295 | 23524.8242 | 23512.5514 | 24192.5263 | 24664.7041 | 25631.8549 | 26887.2529 | 27870.0648 | 28802.1756 | 29400.2109 | 30240.9956 | 30254.995 | 30275.9166 | 30271.4143 | 30341.2865 | 30295.3194 | 30473.6752 | 30122.1635 | 29744.3282 | 28546.3627 | 27351.0584 | 26761.4896 | 26116.0389
2015-01-19 | 26152.2049 | 25416.9689 | 24803.9804 | 24076.8448 | 24177.2381 | 24705.3584 | 25777.4898 | 26827.3504 | 28500.7815 | 29540.8131 | 30265.8289 | 30250.0724 | 30262.5543 | 30270.1007 | 30183.1756 | 30265.4616 | 30309.9792 | 29922.0632 | 29353.741 | 28915.0857 | 28563.7542 | 27372.3558 | 26803.3525 | 26147.0627
2015-01-20 | 25530.173 | 24782.8607 | 24192.8719 | 23385.516 | 23447.8677 | 24620.8264 | 26371.6107 | 27591.4939 | 28458.0256 | 28862.7158 | 29520.3684 | 30328.8503 | 30345.1838 | 30272.335 | 30265.1382 | 30256.8053 | 30271.354 | 30496.7871 | 30820.6449 | 30309.0799 | 29239.4233 | 28020.4497 | 27129.7111 | 26123.5207
2015-01-21 | 24853.4517 | 24175.7587 | 24139.6863 | 23425.5204 | 24064.7458 | 25288.1168 | 26410.5602 | 28197.9374 | 29141.3751 | 29571.0787 | 30240.6586 | 30137.812 | 30200.0728 | 30271.301 | 30280.4807 | 30258.6604 | 30272.3845 | 29798.5868 | 28806.4224 | 27812.6629 | 26972.594 | 26123.2931 | 24795.4115 | 24128.6656
2015-01-22 | 24219.6487 | 24094.2843 | 23437.2877 | 23376.9602 | 24149.2304 | 24560.1682 | 25801.8316 | 26892.3468 | 28526.0551 | 29505.1934 | 30205.0766 | 30247.2258 | 30262.2474 | 30303.9279 | 30292.0746 | 30271.7645 | 30155.4598 | 29875.9228 | 28870.858 | 27771.4553 | 26586.7284 | 26177.5051 | 25448.919 | 24726.6413
2015-01-23 | 24817.5933 | 24212.7721 | 24139.2696 | 23429.4921 | 23502.4548 | 23342.6327 | 23079.4022 | 23466.3582 | 23985.2083 | 24226.7161 | 24982.9784 | 25378.0618 | 25616.849 | 26035.7985 | 26393.5703 | 26332.1894 | 26438.0236 | 26567.9541 | 26812.2324 | 27088.7294 | 26562.8429 | 25761.906 | 24761.8363 | 24137.7565
2015-01-24 | 24174.9446 | 23853.6917 | 23492.3674 | 23553.7707 | 23350.4283 | 23397.7128 | 23514.2032 | 23516.1679 | 23280.4868 | 22995.7635 | 23727.0633 | 24377.9837 | 24950.9402 | 25116.663 | 25643.7082 | 25949.0951 | 26320.1439 | 26560.5746 | 26945.9939 | 27118.9004 | 26905.7726 | 26745.7313 | 26104.7389 | 25482.8111
2015-01-25 | 24790.9103 | 24230.3074 | 23526.6758 | 23462.2315 | 24130.3985 | 24593.7261 | 26434.8015 | 27453.9642 | 29052.0445 | 29560.974 | 29861.2749 | 30298.4244 | 30314.6165 | 30258.7513 | 30295.9636 | 30274.2434 | 30260.8301 | 30511.6819 | 30097.7479 | 29108.095 | 27984.5265 | 27393.5583 | 26659.9712 | 26069.3336
2015-01-26 | 24841.6968 | 24143.5944 | 24088.6653 | 24273.2231 | 24233.965 | 24639.8216 | 26394.1942 | 27476.4562 | 28544.5521 | 28907.8197 | 29445.5486 | 30210.8516 | 30234.1813 | 30308.6798 | 30288.1341 | 30294.4275 | 30320.3415 | 30466.1563 | 30120.5322 | 29020.2387 | 27989.4341 | 27463.9683 | 26774.6822 | 26067.7023
2015-01-27 | 24976.0318 | 24204.8384 | 24057.0306 | 24158.7278 | 24119.7652 | 25261.5832 | 26362.3315 | 27423.8962 | 28470.2185 | 29565.5671 | 30213.1999 | 30261.4594 | 30181.3079 | 30245.7839 | 30336.8079 | 30240.8185 | 30243.5665 | 30600.2348 | 30176.6604 | 29068.1866 | 27887.7281 | 27387.5294 | 26863.5745 | 26186.2368
2015-01-28 | 25480.3287 | 24756.3727 | 24172.1291 | 24189.3869 | 24096.9774 | 25266.9105 | 27127.8217 | 28179.9357 | 29243.0236 | 29500.4141 | 30165.6155 | 30312.0648 | 30206.7664 | 30305.7289 | 30279.085 | 30249.8014 | 30243.1672 | 30490.179 | 30256.671 | 29607.4568 | 28611.652 | 27743.8535 | 26804.6764 | 25826.1076
2015-01-29 | 24820.0384 | 24171.2287 | 24110.3597 | 24131.8873 | 24731.9298 | 25998.3909 | 27070.3746 | 28126.1812 | 29180.532 | 29489.6168 | 29523.0929 | 29569.296 | 29671.7598 | 29541.8534 | 29568.8991 | 29267.0959 | 29018.0723 | 28576.96 | 28130.3703 | 27085.7916 | 26608.4934 | 25391.958 | 24714.4301 | 24848.4227
2015-01-30 | 24212.0998 | 24215.3581 | 24124.6483 | 23472.0769 | 23385.5078 | 23353.4457 | 23807.9446 | 23587.0165 | 23959.4301 | 24279.862 | 24958.641 | 25742.6618 | 25731.0758 | 25668.6657 | 25597.2873 | 26374.4807 | 26345.7331 | 26631.1768 | 26959.8385 | 26438.3236 | 25943.4465 | 25478.9194 | 24853.953 | 24051.7592
2015-01-31 | 24091.0061 | 23473.6453 | 23523.5749 | 23446.8874 | 22798.4526 | 22732.1452 | 22631.0563 | 22233.2204 | 22592.5025 | 23687.1799 | 24325.1758 | 24932.1377 | 25040.3418 | 25007.208 | 25630.1716 | 25669.488 | 25651.1203 | 26536.5846 | 26913.2531 | 26491.1005 | 26657.8516 | 26033.0139 | 25358.9093 | 24784.7707
2015-02-01 | 24878.7296 | 24816.6867 | 24150.1036 | 23494.0966 | 23491.1273 | 24024.9181 | 25114.2211 | 26178.2013 | 27147.2967 | 28959.9436 | 29583.7174 | 29582.1447 | 30183.5642 | 30304.6327 | 30243.1241 | 30304.6327 | 30304.6327 | 30304.6327 | 30262.9237 | 29583.8589 | 28523.471 | 27424.3624 | 26811.7866 | 26179.2468
2015-02-02 | 25433.0708 | 24894.0521 | 24157.4332 | 23411.909 | 23426.8605 | 24045.152 | 25139.1008 | 26906.0407 | 27800.9973 | 28978.3575 | 29584.6876 | 30272.3558 | 30183.502 | 30159.5667 | 30224.2944 | 30304.6327 | 30302.5855 | 29937.1894 | 29534.2857 | 29072.5277 | 28516.1406 | 27681.2121 | 26751.1593 | 26135.5398
2015-02-03 | 25503.8247 | 24773.0929 | 24208.4022 | 23443.5525 | 23488.7291 | 23886.6318 | 25084.7605 | 26742.552 | 28425.1032 | 29676.5575 | 30266.3774 | 30266.3774 | 30139.2118 | 30117.5809 | 30138.4903 | 30304.6327 | 30304.6327 | 30304.6327 | 30304.6327 | 29670.4155 | 28585.0006 | 27557.5934 | 26673.7959 | 26016.3519
2015-02-04 | 25489.2792 | 24756.7987 | 24202.4823 | 24085.7258 | 24168.5854 | 24600.7911 | 26505.6241 | 27433.3333 | 28478.162 | 28979.6242 | 29663.4528 | 30186.8052 | 30266.847 | 30203.0474 | 30186.3684 | 30298.6977 | 30478.6236 | 30505.3222 | 30505.3222 | 30395.3262 | 29129.2118 | 28067.1235 | 26693.4449 | 26162.9614
2015-02-05 | 25472.0981 | 24858.9987 | 24149.3666 | 23494.4727 | 23446.391 | 23986.4995 | 25756.9393 | 27463.3655 | 28547.7905 | 28943.7989 | 29603.57 | 30238.5986 | 30194.3005 | 30154.5438 | 30241.5181 | 29568.6745 | 28952.0969 | 29145.9852 | 28822.9385 | 28425.8091 | 27266.5669 | 26707.7849 | 25452.1188 | 24816.785
2015-02-06 | 24459.8887 | 24484.5782 | 23796.0378 | 23888.4165 | 23174.1004 | 23035.3316 | 23400.7872 | 23281.1817 | 23563.607 | 24002.0382 | 24652.4233 | 25313.9098 | 25399.8507 | 25303.6274 | 25472.5323 | 26142.3335 | 26141.5173 | 26321.2165 | 26443.7063 | 26747.2358 | 26240.3537 | 25758.6543 | 25163.605 | 24864.9471
2015-02-07 | 24516.6182 | 24430.7186 | 23762.932 | 23267.3667 | 22524.6333 | 22420.2587 | 22799.9729 | 22561.5844 | 22282.6084 | 22788.8627 | 23382.5569 | 23970.6789 | 24139.6737 | 24731.1021 | 24992.3203 | 25707.5949 | 26065.1692 | 26555.7197 | 26896.1774 | 26752.3132 | 26236.6726 | 26159.023 | 25730.0438 | 25051.56
2015-02-08 | 24551.9806 | 23787.9359 | 23185.2785 | 23071.7051 | 23800.4811 | 24942.4445 | 25970.3726 | 27811.9415 | 28904.2281 | 29686.9838 | 29870.8934 | 30536.0774 | 30536.0774 | 30536.0774 | 30536.0774 | 30536.0774 | 30489.0051 | 30078.2749 | 29794.5019 | 28690.4926 | 27558.4472 | 26422.5975 | 25712.3625 | 25183.9827
2015-02-09 | 24529.6939 | 23849.744 | 23284.9532 | 23176.6367 | 23900.253 | 25593.7474 | 26773.7834 | 27860.8662 | 28793.6106 | 29242.975 | 29935.4004 | 30538.3675 | 30538.3675 | 30538.3675 | 30538.3675 | 30538.3675 | 30011.9974 | 29513.4496 | 29174.4623 | 28700.037 | 27617.9815 | 26996.846 | 26388.4801 | 25770.6684
2015-02-10 | 24565.5572 | 23844.8656 | 23221.8441 | 23126.7851 | 23739.0113 | 25611.5564 | 26665.3257 | 27764.3177 | 28807.4471 | 29171.5288 | 29257.1187 | 29804.521 | 29833.9827 | 29918.7675 | 29889.7902 | 29303.0447 | 29337.3352 | 29190.3726 | 29497.6264 | 28995.2316 | 28246.8798 | 27441.7659 | 26458.7339 | 25814.1675
2015-02-11 | 24426.3231 | 23815.0425 | 23180.7381 | 23105.4163 | 23816.3747 | 25666.6078 | 26732.184 | 27883.9482 | 28852.5512 | 29246.8875 | 30030.1252 | 30555.6361 | 30555.6361 | 30555.6361 | 30032.1047 | 29986.3058 | 29377.6851 | 29157.8169 | 29212.0608 | 28695.3521 | 27725.3031 | 27065.0134 | 26466.5318 | 25692.2029
2015-02-12 | 24496.7157 | 23844.0744 | 23767.7269 | 23817.7904 | 23756.2842 | 24322.8098 | 26116.8703 | 26871.5106 | 27532.0933 | 27892.3 | 28506.3157 | 29191.8171 | 29212.5918 | 29325.0434 | 29273.5087 | 29257.4689 | 29294.9955 | 28824.6178 | 28497.8883 | 27376.6325 | 26970.4237 | 26374.7416 | 25772.5921 | 25165.3897
2015-02-13 | 24428.2349 | 23860.843 | 23761.3283 | 23789.0282 | 23766.5333 | 23727.8482 | 24122.4201 | 23928.1143 | 23958.6427 | 23891.7254 | 24595.8613 | 25041.661 | 25327.3679 | 26094.495 | 26024.3743 | 26041.7138 | 26337.0428 | 26875.0273 | 27254.7241 | 27442.072 | 26924.5667 | 26491.9745 | 25841.2226 | 25019.543
2015-02-14 | 24501.4844 | 24449.2042 | 24449.2514 | 23815.1773 | 23824.6701 | 23627.068 | 23478.2827 | 23251.1767 | 22931.9176 | 23393.6677 | 23345.1577 | 24051.4892 | 24715.4305 | 24724.6051 | 25397.4636 | 25754.2895 | 26056.3818 | 26377.7231 | 26507.4205 | 26846.9961 | 26341.1494 | 26431.6536 | 25762.6988 | 25807.9406
2015-02-15 | 25175.9654 | 24469.7646 | 24288.6435 | 23851.0467 | 23857.2661 | 24348.4613 | 24707.078 | 25143.9173 | 25213.9438 | 25431.7338 | 26024.9186 | 26655.8591 | 27358.3203 | 27867.2787 | 28046.8873 | 28638.456 | 29232.4437 | 30165.6981 | 30434.6193 | 29971.812 | 28310.9624 | 27021.6345 | 26453.1083 | 25792.2981
2015-02-16 | 25110.5005 | 24449.4697 | 23843.4908 | 23765.8474 | 23811.1266 | 24346.1537 | 26078.6462 | 27735.0749 | 28915.9146 | 29955.1477 | 30592.3522 | 30572.2099 | 30592.3522 | 30592.3522 | 30558.2586 | 30592.3522 | 30592.3522 | 30592.3522 | 30592.3522 | 30053.9718 | 28858.1733 | 27810.7209 | 26374.4943 | 25795.1993
2015-02-17 | 25213.025 | 24552.747 | 23884.7961 | 23151.8547 | 23867.8639 | 24242.5938 | 26118.2982 | 27182.6937 | 28915.7913 | 29938.2657 | 30592.3522 | 30592.3522 | 30473.3622 | 30524.1715 | 30577.5014 | 30598.5233 | 30557.3959 | 30866.3735 | 30524.0558 | 29417.283 | 28279.2515 | 27130.4723 | 26435.8725 | 25835.0664
2015-02-18 | 25125.1409 | 24421.8179 | 24481.2818 | 23727.6035 | 23756.1148 | 24355.0176 | 26032.8258 | 27189.4236 | 28823.3696 | 29970.0741 | 30700.6352 | 31192.0694 | 31192.0694 | 31192.0694 | 31192.0694 | 31192.0694 | 31192.0694 | 31070.3837 | 30443.2765 | 30100.0586 | 28872.7656 | 27009.2145 | 26433.53 | 25771.9097
2015-02-19 | 25180.0553 | 24893.0232 | 24459.3984 | 23793.4588 | 23819.5293 | 24407.2675 | 26005.5012 | 27194.5364 | 28775.3962 | 29955.4925 | 30520.4604 | 30496.747 | 30458.3244 | 30489.8807 | 30242.3722 | 29910.8826 | 29859.9087 | 30195.7521 | 29841.4376 | 28713.1346 | 27591.4373 | 27086.3488 | 26398.9724 | 25771.5132
2015-02-20 | 25784.6301 | 25110.3953 | 24543.3974 | 23862.064 | 23776.0767 | 24262.0051 | 24080.0817 | 23929.2308 | 24257.2826 | 24628.7576 | 25284.93 | 25322.7452 | 25353.4425 | 25389.3102 | 25250.3785 | 25317.2382 | 25320.2876 | 25942.2687 | 26619.1017 | 26753.5676 | 26957.2715 | 26787.4316 | 26403.8337 | 25801.766
2015-02-21 | 25110.9676 | 24485.651 | 24454.3654 | 24378.4677 | 24417.8847 | 24283.5574 | 24147.4149 | 23988.6844 | 23567.2294 | 23958.4436 | 24641.0475 | 25379.5368 | 25344.966 | 25380.861 | 25319.8944 | 25374.128 | 26052.7057 | 26859.8158 | 27280.9953 | 26751.1146 | 26425.798 | 26383.8413 | 25801.7467 | 25861.7215
2015-02-22 | 25112.0255 | 24533.6295 | 23793.6527 | 23832.164 | 23671.0434 | 24266.2989 | 26057.2209 | 27178.7725 | 28803.5713 | 29304.8985 | 29840.8701 | 30490.2859 | 30524.347 | 30639.3886 | 30647.2279 | 30647.2279 | 30609.312 | 30837.47 | 30449.4146 | 29983.7873 | 28966.1347 | 27748.3836 | 26467.0912 | 25768.6273
2015-02-23 | 25729.4632 | 25175.7729 | 24522.051 | 23745.0214 | 24493.7617 | 25028.5207 | 26077.6258 | 27135.9506 | 28723.6882 | 30025.0087 | 30591.8258 | 30568.0583 | 30501.9566 | 30452.6343 | 30608.1031 | 30639.7464 | 30672.3273 | 30780.9268 | 31156.1437 | 30800.3308 | 30156.4475 | 28375.1616 | 27016.4214 | 26409.5211
2015-02-24 | 25224.9215 | 24468.6829 | 23822.8969 | 23823.5711 | 23896.3639 | 24299.1855 | 25977.8857 | 27188.1796 | 28752.9802 | 29861.8127 | 30641.7338 | 30450.8125 | 30562.4082 | 30521.897 | 30600.2468 | 30680.6159 | 30520.1586 | 30831.6156 | 30544.119 | 29948.4971 | 28845.1778 | 27717.4125 | 27047.9855 | 26372.9076
2015-02-25 | 25679.6531 | 25183.3126 | 24444.028 | 23790.1068 | 23827.6034 | 24351.5677 | 25366.3156 | 26487.2971 | 28171.4337 | 29375.3328 | 29849.2198 | 31185.283 | 31165.8776 | 31168.9683 | 31263.6693 | 31313.2357 | 31347.0256 | 31478.6277 | 31478.6277 | 30752.4019 | 29535.814 | 27676.2258 | 26490.6357 | 25871.8941
2015-02-26 | 25084.3814 | 25079.8976 | 25171.8001 | 24451.8262 | 23871.4376 | 23587.3632 | 24081.1313 | 25909.8442 | 26836.9445 | 27819.0089 | 29210.0154 | 29963.5467 | 30553.3909 | 30663.9079 | 30526.4227 | 30514.8369 | 30623.7364 | 30256.4228 | 29813.2325 | 29363.5356 | 28281.3865 | 27142.2406 | 25798.9692 | 25174.7208
2015-02-27 | 24723.0895 | 24554.8263 | 23798.5826 | 23732.427 | 23805.5704 | 23576.7812 | 23401.5053 | 23318.9203 | 23660.3468 | 23942.1058 | 24589.9425 | 24712.1404 | 25340.5694 | 25400.2804 | 25353.2671 | 25320.6957 | 25385.9703 | 25634.6403 | 25977.3543 | 26110.8358 | 26399.4368 | 25792.7247 | 25216.9689 | 24506.701
2015-02-28 | 24428.6052 | 23890.6436 | 23897.1068 | 23113.9368 | 23087.9692 | 23722.3234 | 23510.1634 | 22645.4964 | 22856.2953 | 23351.8525 | 23359.5731 | 24721.1914 | 24784.5802 | 25394.7794 | 25361.0926 | 25307.3441 | 25403.8608 | 26250.2579 | 26594.1823 | 26715.0544 | 26293.994 | 26419.7887 | 25751.0702 | 25210.8742
2015-03-01 | 24356.1606 | 23833.547 | 23138.0207 | 23149.8392 | 23758.9978 | 24354.0111 | 26112.0305 | 27166.612 | 28136.219 | 29342.8135 | 29873.7007 | 30559.072 | 30574.8456 | 30574.8456 | 30574.8456 | 30574.8456 | 30574.8456 | 30574.8456 | 30574.8456 | 30020.9633 | 28577.02 | 27738.0926 | 26412.9848 | 25803.3603
2015-03-02 | 25178.9931 | 24505.9472 | 23792.9239 | 23163.0742 | 23109.3569 | 23676.192 | 24683.1618 | 25779.9789 | 26898.5322 | 27944.5936 | 29226.964 | 30028.1944 | 30574.8456 | 30574.8456 | 30574.8456 | 30574.8456 | 30574.8456 | 30378.7712 | 30404.1586 | 29902.7626 | 28829.1499 | 27799.0969 | 26411.6014 | 25757.7673
2015-03-03 | 25150.9059 | 24534.7279 | 23791.1867 | 23149.9246 | 23204.609 | 24369.8283 | 25446.9097 | 26466.6723 | 28192.8351 | 29271.2523 | 30017.5704 | 30536.0654 | 30554.6057 | 30574.8456 | 30488.6519 | 30574.8456 | 30574.8456 | 30439.2259 | 30008.7802 | 29941.2685 | 28991.504 | 28369.7297 | 27066.9928 | 26426.5482
2015-03-04 | 25097.3379 | 24469.3658 | 23840.434 | 23127.4287 | 23778.6033 | 24322.9608 | 24725.003 | 25879.2024 | 27501.8516 | 28580.3142 | 29310.2997 | 29812.8343 | 29854.0694 | 29852.7252 | 29975.5903 | 30021.9621 | 29923.291 | 30209.4699 | 30478.2216 | 30122.7407 | 28941.8643 | 27693.5599 | 26479.4387 | 25825.3895
2015-03-05 | 25083.835 | 24513.0229 | 23887.8757 | 23552.4835 | 23154.0623 | 23672.5376 | 24757.6089 | 25863.1586 | 27483.4571 | 28555.9785 | 29324.1506 | 29827.844 | 29948.8959 | 29838.8625 | 29948.9029 | 30016.4514 | 29917.6802 | 29503.3953 | 29183.93 | 28433.0036 | 27655.3167 | 26441.939 | 25820.4792 | 25237.081
2015-03-06 | 24429.8536 | 23866.9813 | 23840.9051 | 23149.7671 | 23082.8328 | 22971.6777 | 22814.9206 | 23326.5747 | 22840.7865 | 23379.3427 | 23371.3553 | 23982.9564 | 25394.1584 | 25372.1018 | 25436.9052 | 25399.1886 | 25440.403 | 25696.4057 | 25845.1376 | 26204.1998 | 26329.7753 | 25813.9667 | 25320.0714 | 24521.1175
2015-03-07 | 24481.8298 | 24504.3501 | 23861.2253 | 23773.8266 | 23140.337 | 23010.2209 | 22893.8685 | 22641.2406 | 22934.9189 | 23286.2098 | 23354.4989 | 23996.1271 | 24678.2229 | 24662.9548 | 24775.6479 | 24674.142 | 24686.1376 | 25636.796 | 25950.1988 | 26178.4142 | 26199.5663 | 25749.4752 | 25182.8377 | 24472.6911
2015-03-08 | 24394.6479 | 23761.5948 | 23232.2565 | 23121.5579 | 23068.1969 | 23943.4031 | 25432.6383 | 26435.7663 | 27525.4163 | 28629.8613 | 29948.9925 | 30574.8456 | 30574.8456 | 30574.8456 | 30570.1214 | 30574.8456 | 29959.3288 | 29532.4231 | 29135.8164 | 29359.4439 | 28990.9886 | 27010.767 | 26315.8857 | 25791.6925
2015-03-09 | 25169.2203 | 24468.9693 | 23816.2047 | 23155.7103 | 23114.369 | 23953.0457 | 25383.5585 | 26545.3977 | 27516.1954 | 28731.1563 | 29893.7933 | 30574.8456 | 30574.8456 | 30574.8456 | 30574.8456 | 30574.8456 | 29905.5874 | 29507.9518 | 29146.5243 | 28713.5553 | 28267.9774 | 27642.3802 | 26388.606 | 25813.1851
2015-03-10 | 25144.3925 | 24386.9404 | 23870.0526 | 23205.9404 | 23187.4648 | 24294.5035 | 26120.7869 | 27207.9109 | 28114.0301 | 29315.4939 | 29939.1779 | 30527.4958 | 30535.8118 | 30485.4562 | 29883.5722 | 29983.3747 | 29980.7438 | 29577.3132 | 29153.4179 | 28776.3102 | 28247.4464 | 27671.4664 | 26435.3326 | 25777.5008
2015-03-11 | 25131.7706 | 24466.602 | 23816.3964 | 23138.2618 | 23888.1041 | 24329.6765 | 25777.2649 | 27240.3774 | 28221.8227 | 29272.7153 | 29605.5897 | 29908.5067 | 29884.004 | 29901.9523 | 29944.5302 | 29946.0641 | 29576.7513 | 29479.1476 | 29075.5239 | 28708.8493 | 27927.4323 | 27151.7006 | 26386.4149 | 25714.6763
2015-03-12 | 25181.4951 | 24446.2597 | 23927.6184 | 23203.0685 | 23173.7623 | 23751.3146 | 25409.1117 | 26515.6757 | 27562.0846 | 28007.3737 | 28639.8745 | 29225.6005 | 29866.0096 | 29833.1942 | 29969.8848 | 29913.9075 | 29205.0592 | 28851.7652 | 27872.0963 | 27412.6076 | 27028.6025 | 26471.3002 | 25752.3167 | 25101.7281
2015-03-13 | 24513.0398 | 24154.385 | 23835.6355 | 23823.9476 | 23480.9177 | 23035.409 | 22923.0905 | 23269.3574 | 22928.4395 | 23348.2719 | 23929.933 | 24735.8218 | 24737.1562 | 24623.8247 | 24644.9067 | 24799.0694 | 24661.4489 | 24551.0632 | 24545.3639 | 24800.2918 | 24779.1502 | 23750.7657 | 23804.7654 | 23797.5676
2015-03-14 | 23172.2559 | 22871.795 | 22489.0851 | 22478.1927 | 22550.0221 | 22713.0942 | 22156.8333 | 22179.4133 | 22617.4507 | 22610.7309 | 23018.5873 | 23400.4747 | 23968.4355 | 24074.581 | 24043.6038 | 24051.4997 | 24119.9785 | 24224.5467 | 24514.2512 | 24799.5989 | 24414.6414 | 24452.9987 | 23787.015 | 23125.6072
2015-03-15 | 22537.8983 | 22567.8598 | 22521.3806 | 22465.4979 | 22532.76 | 23698.3688 | 25405.3941 | 26472.0932 | 27191.255 | 27953.2249 | 28630.1603 | 29268.6645 | 29311.2465 | 29222.006 | 28614.7284 | 28333.8444 | 28098.7476 | 27792.6195 | 27544.6109 | 27481.1335 | 27054.2347 | 25784.2138 | 25024.9692 | 24459.4277
2015-03-16 | 24489.0852 | 23825.4631 | 23132.845 | 23168.3574 | 23027.0467 | 23725.5967 | 25446.715 | 26453.1967 | 27537.7392 | 27887.0311 | 28526.4569 | 29291.6599 | 29145.1989 | 29312.7912 | 29291.5441 | 28686.5145 | 27972.7409 | 26967.9192 | 26524.1621 | 26404.6307 | 26281.1599 | 25735.609 | 25116.7437 | 24488.5963
2015-03-17 | 24464.4507 | 23834.6286 | 23093.2823 | 23154.3239 | 23059.9119 | 23697.2259 | 24708.9876 | 26519.1312 | 27554.5613 | 28231.8906 | 28536.0175 | 29264.8666 | 29275.9366 | 29320.3496 | 29320.2258 | 28645.2222 | 28037.5189 | 26781.171 | 26205.8579 | 25748.5102 | 25585.8021 | 25132.0702 | 24413.2463 | 23784.0992
2015-03-18 | 23245.0622 | 23230.1544 | 23186.9792 | 23114.2407 | 23107.8224 | 23680.5351 | 25398.41 | 26463.944 | 27495.6378 | 28667.8069 | 29279.5096 | 29857.4296 | 29823.8426 | 29892.8909 | 29273.0461 | 28620.4186 | 28074.1074 | 27000.0394 | 26886.5096 | 26808.5438 | 26621.3483 | 26385.9649 | 25130.5888 | 24470.8184
2015-03-19 | 24229.2953 | 23897.4571 | 23181.1332 | 23119.7731 | 23758.941 | 24307.0676 | 25378.7942 | 26435.6276 | 27923.7529 | 28633.4045 | 29221.46 | 29975.9994 | 29908.5935 | 29848.0341 | 29324.8476 | 28718.2655 | 28063.8321 | 27590.4296 | 27224.9639 | 26853.7354 | 26574.5664 | 26039.6379 | 25643.1752 | 25182.549
2015-03-20 | 24499.3717 | 23843.501 | 23202.1903 | 23186.4466 | 23069.4787 | 23050.5384 | 22870.2097 | 22597.9229 | 22889.9064 | 22982.6459 | 23328.3603 | 23706.1794 | 24004.4284 | 24417.9868 | 24826.8109 | 24575.604 | 24807.7997 | 24836.5803 | 25232.1884 | 25536.3078 | 25278.726 | 25067.55 | 24469.607 | 24184.2502
2015-03-21 | 23791.284 | 23549.1186 | 23127.2425 | 23185.5734 | 23115.5775 | 22934.3042 | 22845.3982 | 22554.7533 | 22947.0463 | 23287.9043 | 23327.0714 | 23400.4465 | 23450.693 | 24092.5741 | 24146.4628 | 24092.0633 | 24043.198 | 24284.1 | 24582.4315 | 25399.9334 | 25633.4834 | 25799.2863 | 25106.8409 | 24508.0806
2015-03-22 | 24437.1041 | 23796.1264 | 23782.3656 | 23143.9202 | 23102.9314 | 23666.2925 | 25115.543 | 26248.0292 | 27488.1646 | 28676.5772 | 29156.8717 | 29839.9924 | 29841.3051 | 29907.8857 | 30027.9464 | 30064.8206 | 29361.6476 | 28904.2512 | 28498.3478 | 28075.8942 | 27553.9961 | 27053.3477 | 26440.0134 | 25784.2267
2015-03-23 | 25161.434 | 24565.0337 | 23798.0839 | 23200.7966 | 23204.5013 | 23716.7975 | 25462.5528 | 26628.104 | 28159.4914 | 29336.4427 | 30035.3905 | 29824.7524 | 29836.3242 | 29846.2422 | 29949.7593 | 29949.7593 | 29950.1664 | 29477.6053 | 29133.6615 | 28749.3482 | 28217.4145 | 27708.8816 | 26395.1667 | 25490.4739
2015-03-24 | 24482.5215 | 23799.4828 | 23119.2047 | 23141.9932 | 23118.9915 | 23655.2681 | 25130.9973 | 26196.8798 | 27747.1413 | 29279.8324 | 30028.5852 | 29983.1444 | 30541.7109 | 30532.1314 | 30507.5159 | 30574.8456 | 29888.6122 | 29533.3839 | 29129.7432 | 28732.5876 | 28268.1493 | 27726.2157 | 26367.1885 | 25756.6337
2015-03-25 | 24455.093 | 24447.3759 | 23957.1891 | 23153.7151 | 23085.6894 | 23695.7644 | 24763.0571 | 25866.5389 | 27573.4585 | 29086.0149 | 29781.3369 | 30399.3849 | 30585.8376 | 30585.8376 | 30585.8376 | 30585.8376 | 30585.8376 | 30212.9788 | 29803.6068 | 28780.9587 | 28349.7062 | 27091.4714 | 26478.9546 | 24544.7687
2015-03-26 | 23196.0911 | 23206.3964 | 23188.0669 | 23221.2313 | 23847.1212 | 25044.7486 | 26077.1021 | 27771.114 | 28911.4575 | 30031.5311 | 30585.8376 | 30582.6205 | 30570.125 | 30560.0425 | 30585.8376 | 30113.0952 | 29323.1814 | 28523.4241 | 27803.4115 | 27329.7189 | 26923.3555 | 25741.7362 | 24473.7794 | 23718.6728
2015-03-27 | 23130.2576 | 22523.0924 | 22483.7027 | 22479.363 | 23115.2419 | 23055.6735 | 22728.2418 | 23323.5087 | 23599.856 | 23660.0916 | 24283.8554 | 24726.7641 | 24701.9174 | 24708.972 | 24788.1438 | 24815.9572 | 24172.3043 | 24365.1756 | 24619.1426 | 24865.1896 | 24657.513 | 24495.2113 | 23764.6226 | 23848.5188
2015-03-28 | 23859.6424 | 23753.2968 | 23843.8375 | 23710.4736 | 23162.5983 | 22992.288 | 22797.1802 | 22556.7858 | 22298.8035 | 22649.4081 | 23263.4497 | 24098.0027 | 24749.8877 | 24725.6387 | 24769.5568 | 24736.0056 | 24776.6909 | 24958.7174 | 25250.8166 | 26169.8187 | 26318.7089 | 25818.3604 | 25713.933 | 25038.5876
2015-03-29 | 24416.1479 | 23886.4948 | 23230.9666 | 23095.0462 | 23791.0571 | 24413.6193 | 25844.6417 | 26853.2523 | 28159.7296 | 29349.2095 | 29912.1959 | 30516.2643 | 30529.6374 | 30580.2542 | 30523.4082 | 30585.8376 | 29993.1241 | 29553.9438 | 29201.7598 | 28758.6328 | 28252.8351 | 27073.4297 | 25746.5967 | 25101.2147
2015-03-30 | 24373.0644 | 24193.9473 | 23856.5012 | 23174.0327 | 23075.2144 | 23693.852 | 25127.5861 | 26172.8554 | 28147.3217 | 29338.8095 | 29956.8879 | 30489.7816 | 30544.5804 | 30555.5392 | 30465.2535 | 30585.8376 | 30040.9259 | 29516.3431 | 29223.0898 | 28708.1324 | 28290.4251 | 27086.4335 | 26010.0795 | 25530.9299
2015-03-31 | 24485.3466 | 23915.0027 | 23541.8883 | 23148.7006 | 23178.5064 | 23676.5882 | 25474.2546 | 26864.2733 | 28550.163 | 29263.1125 | 30044.7516 | 29836.3188 | 29851.9745 | 29831.3181 | 29861.3453 | 30049.789 | 29269.2523 | 29487.2978 | 29466.2315 | 29315.3431 | 28893.5327 | 27689.3463 | 26330.353 | 25875.5839
2015-04-01 | 25099.7873 | 24500.4946 | 23846.6587 | 23297.0572 | 23131.2927 | 23615.4606 | 25506.8879 | 26523.5916 | 28186.8792 | 29383.4096 | 29845.7851 | 29845.7851 | 29845.7851 | 29845.7851 | 29845.7851 | 29845.7851 | 29845.7851 | 29638.7272 | 29111.4829 | 28769.4619 | 28299.7026 | 27704.0172 | 26327.5177 | 25866.3456
2015-04-02 | 24568.4846 | 23864.0466 | 23090.309 | 23084.9124 | 23768.7959 | 24968.5042 | 26042.4531 | 27167.4486 | 28860.1216 | 29322.0997 | 29891.6728 | 29891.6728 | 29891.6728 | 29891.6728 | 29891.6728 | 29891.6728 | 28683.1158 | 27531.9329 | 27118.5129 | 26725.1225 | 26381.5869 | 25748.359 | 25131.5746 | 24431.211
2015-04-03 | 24237.8205 | 23775.0489 | 23458.0611 | 23147.2968 | 23106.9004 | 22945.1641 | 22783.0789 | 23208.575 | 23651.7792 | 23277.8297 | 23918.8107 | 24621.9522 | 24731.098 | 24705.9371 | 24790.7168 | 24694.844 | 24685.6918 | 24976.2473 | 25171.1594 | 24725.2384 | 24762.5451 | 24423.2925 | 24144.4961 | 23729.1344
2015-04-04 | 23093.5712 | 23207.1503 | 22504.0381 | 22443.0585 | 22470.7403 | 22281.3009 | 22153.8542 | 22532.4839 | 22280.3066 | 22611.4308 | 23292.4031 | 24037.244 | 24661.3395 | 24646.3792 | 24652.9859 | 24624.3931 | 24728.5269 | 24840.2567 | 25199.2546 | 25432.8808 | 25567.791 | 25690.9836 | 25053.1937 | 24413.5385
2015-04-05 | 23467.719 | 23232.75 | 23094.2729 | 23025.4856 | 23731.8618 | 24203.4252 | 25317.4672 | 26368.3126 | 28121.8556 | 29221.3619 | 29891.6728 | 29784.7636 | 29854.0288 | 29700.2879 | 29849.6098 | 29700.5677 | 29160.9882 | 28805.8518 | 28517.3386 | 28128.5129 | 27570.5071 | 26413.781 | 25864.815 | 25075.6741
2015-04-06 | 24419.6197 | 23748.2423 | 23117.1372 | 23148.1365 | 23006.5365 | 23605.7648 | 25460.5829 | 27755.3058 | 28717.5024 | 29195.5373 | 29116.1427 | 29891.6728 | 29869.6354 | 29891.6728 | 29817.7716 | 29891.6728 | 29228.1637 | 29447.9544 | 29158.864 | 28699.4062 | 27878.341 | 27023.8632 | 26444.3438 | 25787.1405
2015-04-07 | 25133.0796 | 24451.0135 | 23850.3676 | 23196.6868 | 23911.1611 | 24335.0631 | 26121.3865 | 27167.8441 | 28186.6322 | 29275.1578 | 29920.8749 | 29920.8749 | 29933.5379 | 29934.2778 | 29959.0091 | 29936.6747 | 29290.5964 | 29260.37 | 29151.7492 | 28752.7242 | 28288.0116 | 27416.6231 | 26453.6038 | 25830.8394
2015-04-08 | 25544.7152 | 24862.3237 | 24098.1159 | 23563.1988 | 24112.1022 | 24623.3326 | 26384.1945 | 27488.1749 | 29126.9036 | 30373.1791 | 30838.7215 | 30838.7215 | 30838.7215 | 30838.7215 | 30838.7215 | 30335.4888 | 29900.7379 | 29864.6955 | 29505.5966 | 29006.5447 | 27861.4976 | 26716.0756 | 25432.5993 | 24812.8872
2015-04-09 | 24804.9034 | 24755.5542 | 24158.6926 | 23520.4319 | 23489.6087 | 24080.4595 | 25717.4977 | 27507.7743 | 28570.6798 | 28942.658 | 29569.1113 | 30204.2417 | 30290.3425 | 30198.5945 | 30292.9322 | 30290.7391 | 29597.9463 | 29247.3588 | 28152.0466 | 27707.2719 | 27199.8941 | 26749.6995 | 25360.972 | 24864.1513
2015-04-10 | 24882.5937 | 24166.8675 | 24127.4476 | 23308.5474 | 23493.7972 | 23413.0597 | 23147.5632 | 22963.455 | 23207.8404 | 23662.5191 | 24283.6046 | 25016.3223 | 25697.7798 | 25725.6153 | 25721.876 | 25690.0416 | 25791.3121 | 25244.4109 | 25571.7279 | 25762.0445 | 25931.4808 | 25448.164 | 24854.4511 | 24177.9473
2015-04-11 | 24884.1803 | 24152.4461 | 24075.4787 | 23437.7032 | 23410.7295 | 23411.6317 | 23829.574 | 22829.9864 | 22669.9174 | 23044.356 | 23623.7764 | 24406.8859 | 25030.4954 | 25050.6228 | 25665.5808 | 25649.1012 | 25785.1544 | 25939.679 | 26220.8485 | 26385.7109 | 26549.5828 | 25987.954 | 25500.3667 | 24825.8783
2015-04-12 | 24948.3044 | 24200.5185 | 23515.7175 | 23501.6453 | 23537.1129 | 24027.054 | 25157.7561 | 26127.5404 | 28593.2972 | 29614.7123 | 30292.8699 | 30307.6968 | 30222.1082 | 30164.8674 | 30219.8502 | 30271.9737 | 29575.5239 | 29254.7086 | 28771.7683 | 28498.6339 | 27960.4864 | 27391.1113 | 26770.9782 | 26094.9969
2015-04-13 | 25456.4768 | 25367.0071 | 24760.1141 | 24098.4335 | 24141.7429 | 24677.1682 | 25765.7784 | 26818.3415 | 27795.4282 | 28943.7538 | 30285.7684 | 30838.6052 | 30838.7215 | 30838.7215 | 30838.7215 | 30838.7215 | 30838.7215 | 30576.4985 | 30092.1942 | 29718.2117 | 29259.3755 | 28673.1197 | 27299.6474 | 26140.3324
2015-04-14 | 25450.6445 | 24817.4486 | 24123.0038 | 23499.1829 | 23482.197 | 23958.979 | 25051.4592 | 26190.5682 | 27905.1963 | 29625.3019 | 30438.9465 | 30851.219 | 30851.219 | 30851.219 | 30851.219 | 30851.219 | 30851.219 | 30676.8475 | 30119.2421 | 29647.7539 | 29301.7616 | 28806.1639 | 27435.8492 | 26816.4496
2015-04-15 | 25559.2356 | 24825.414 | 24082.226 | 24135.8751 | 24196.719 | 24656.2737 | 25761.223 | 26852.6685 | 27882.7825 | 28972.6257 | 30424.9862 | 30851.219 | 30851.219 | 30851.219 | 30851.219 | 30851.219 | 30423.4154 | 30058.7576 | 30129.9165 | 30038.2446 | 29914.5523 | 28760.09 | 27418.3347 | 26186.604
2015-04-16 | 25438.5309 | 24723.7634 | 24119.0388 | 23458.681 | 24137.1418 | 24590.5378 | 25693.1102 | 27480.0693 | 29180.1086 | 29566.7206 | 30307.0939 | 30232.4919 | 30131.862 | 30255.815 | 30255.815 | 30280.4363 | 29599.4107 | 28517.9107 | 27563.9636 | 27149.7396 | 26670.435 | 26086.9803 | 24895.6337 | 24187.7532
2015-04-17 | 24078.4118 | 24151.245 | 24171.1636 | 23489.4586 | 23389.9416 | 23361.4661 | 23158.8925 | 22945.5404 | 23257.2536 | 23667.5931 | 23610.8243 | 24344.529 | 25058.8458 | 25598.7937 | 25730.1509 | 25743.3833 | 25770.5845 | 25920.3684 | 26319.6376 | 26443.388 | 25609.776 | 25413.1246 | 24792.1548 | 24081.2771
2015-04-18 | 24173.5234 | 24190.6458 | 24227.7623 | 23511.7045 | 23475.2528 | 23397.3214 | 23164.6701 | 23019.9045 | 22607.0712 | 23012.3232 | 23716.7894 | 24079.0271 | 24398.9359 | 24322.5742 | 25047.1936 | 25672.851 | 25625.747 | 25875.6522 | 25531.8305 | 25771.7581 | 26046.502 | 26084.3876 | 25407.5316 | 24904.8373
2015-04-19 | 24847.331 | 24095.3985 | 23439.4784 | 23543.2106 | 23534.4055 | 23930.1726 | 25760.5636 | 27435.1006 | 29182.2463 | 29623.3029 | 30253.7475 | 30173.6394 | 30192.4639 | 30339.1805 | 30274.1462 | 30274.1462 | 29752.97 | 29090.0595 | 28843.2157 | 28426.2534 | 27945.4106 | 27413.5146 | 26701.4624 | 26090.795
2015-04-20 | 25457.3003 | 24797.3162 | 24166.4529 | 24094.4897 | 24189.8186 | 24631.573 | 25689.7242 | 27455.8032 | 28467.6201 | 29545.5771 | 30265.9702 | 30265.9702 | 30211.2188 | 30198.2298 | 30287.148 | 30287.148 | 30256.1673 | 29862.3068 | 28825.2142 | 28466.0522 | 27926.7628 | 27452.5707 | 26733.1833 | 26153.8325
2015-04-21 | 24804.7836 | 24169.0295 | 23522.2252 | 23457.4672 | 24142.4208 | 24579.9918 | 26467.5844 | 27429.6222 | 29136.2268 | 30188.3795 | 30489.2411 | 30851.219 | 30851.219 | 30851.219 | 30851.219 | 30331.6808 | 29660.4179 | 29165.9731 | 28845.8113 | 28426.0396 | 27974.625 | 27396.9972 | 26726.486 | 25976.55
2015-04-22 | 24754.1727 | 24133.0578 | 23548.254 | 23450.0237 | 24044.5133 | 24673.0763 | 25795.7724 | 27521.8167 | 29323.9042 | 29559.8282 | 30268.8367 | 30851.219 | 30851.219 | 30851.219 | 30851.219 | 30310.901 | 29569.5165 | 28561.7959 | 28134.5982 | 27761.2831 | 27325.3772 | 26790.3419 | 26149.1336 | 25588.6231
2015-04-23 | 24908.4584 | 24237.846 | 24212.1804 | 23528.4506 | 23530.8779 | 23406.9822 | 23092.7774 | 22951.0947 | 23337.7712 | 23756.4152 | 23504.1217 | 24292.5378 | 25028.4366 | 24921.5177 | 25069.0736 | 24963.0329 | 24991.5086 | 24977.6155 | 24911.0371 | 25157.5877 | 25333.4852 | 24774.1172 | 24248.9949 | 23447.7388
2015-04-24 | 22872.9932 | 22238.2652 | 22134.4995 | 22258.4248 | 22166.9242 | 22081.5934 | 22334.6212 | 22234.0017 | 22672.1767 | 22976.8603 | 23289.832 | 23703.0152 | 24412.1559 | 24477.3725 | 24370.5186 | 24346.4385 | 24449.4868 | 24571.9084 | 24582.7495 | 23982.7924 | 23597.2329 | 22887.3424 | 21853.8917 | 21511.4736
2015-04-25 | 21529.2779 | 21517.7243 | 21539.7309 | 21579.4483 | 22179.3881 | 22627.9584 | 23179.3705 | 22971.6713 | 22683.3188 | 22998.9429 | 23627.0211 | 24396.3473 | 24440.7127 | 24454.2329 | 24333.59 | 24390.2261 | 25065.1202 | 25266.1011 | 25536.59 | 25770.7528 | 25963.5174 | 26072.9844 | 25432.6124 | 24795.4347
2015-04-26 | 24842.4088 | 24175.7681 | 23557.5905 | 23553.1065 | 23540.1194 | 23961.2286 | 25134.3389 | 26187.0585 | 27865.3291 | 28999.7377 | 29640.143 | 30166.2679 | 30205.3523 | 30177.0352 | 30278.6753 | 29616.5939 | 28971.1885 | 27893.7243 | 26848.4195 | 26408.784 | 26597.4854 | 26039.7785 | 25431.4715 | 24827.622
2015-04-27 | 24864.0379 | 24215.6278 | 23523.3111 | 23498.5196 | 23496.1937 | 23993.0025 | 25099.3197 | 26183.7419 | 27768.8122 | 28873.2876 | 29585.4418 | 30256.768 | 30127.3194 | 30212.4339 | 30370.8788 | 29611.4848 | 28975.9707 | 27940.4554 | 26866.7591 | 26718.9248 | 26647.367 | 26152.2851 | 25352.7653 | 24759.365
2015-04-28 | 24116.7722 | 23518.4668 | 22912.9234 | 22792.8393 | 23289.9453 | 23978.2712 | 25758.8483 | 27531.7169 | 29137.7381 | 29622.3223 | 30329.0015 | 30208.9679 | 30823.1666 | 30809.3725 | 30851.219 | 30851.219 | 30198.1081 | 29872.5523 | 29488.7559 | 29006.6324 | 28578.0196 | 27448.1629 | 26104.018 | 24861.8334
2015-04-29 | 24180.4502 | 23533.9019 | 22903.749 | 22866.912 | 23392.869 | 23965.1471 | 25776.5201 | 26896.1973 | 28540.0513 | 29645.6091 | 30299.7039 | 30864.8109 | 30864.8109 | 30864.8109 | 30864.8109 | 30864.8109 | 30446.4209 | 29789.1981 | 28911.6444 | 28382.4192 | 27280.5389 | 26722.346 | 25416.8912 | 24711.01
2015-04-30 | 24798.1997 | 24191.344 | 23613.2458 | 23572.3748 | 23434.6554 | 23871.0698 | 25085.3964 | 26210.6309 | 27868.6982 | 28976.199 | 29638.0391 | 30233.598 | 30288.2217 | 30214.3986 | 30302.328 | 29657.6306 | 29005.149 | 27806.8376 | 26855.4385 | 26665.915 | 26656.9037 | 26065.7616 | 25411.5543 | 25334.1587
2015-05-01 | 24581.5206 | 24392.8109 | 23341.7213 | 22834.8943 | 22735.0266 | 22722.1755 | 22551.2245 | 23002.3659 | 23352.9803 | 23667.0758 | 23752.3001 | 24263.4101 | 24346.1189 | 24288.5034 | 24276.7583 | 24440.3069 | 24134.1712 | 23941.4538 | 24310.5177 | 24497.2023 | 24581.5206 | 24204.9225 | 23541.8153 | 23511.3425
2015-05-02 | 23524.0021 | 23113.353 | 22826.3321 | 22879.3852 | 22830.5978 | 22680.6919 | 22493.2149 | 22218.7119 | 22679.7508 | 23096.6769 | 23090.7948 | 23763.8111 | 24383.2774 | 24327.0411 | 24243.7817 | 24457.944 | 24475.989 | 24669.2654 | 24832.6372 | 25045.9504 | 25322.1232 | 25426.8993 | 25148.5238 | 24796.8869
2015-05-03 | 24766.0839 | 24451.9129 | 24132.2553 | 23408.8809 | 22830.5226 | 22731.0097 | 23104.7283 | 24195.4352 | 25901.6988 | 27590.7634 | 28934.628 | 29552.7761 | 29511.6781 | 29463.1876 | 29491.3245 | 29675.4429 | 29697.1142 | 29187.6513 | 28192.5854 | 27743.0328 | 27389.9921 | 26758.1496 | 25405.755 | 25047.9036
2015-05-04 | 24816.765 | 24468.1082 | 24078.0059 | 23514.6086 | 23441.4002 | 24008.2483 | 25074.6455 | 26203.1892 | 27829.9246 | 28969.9702 | 29679.1386 | 30212.9561 | 30212.9561 | 30212.9561 | 30212.9561 | 30212.9561 | 29647.2926 | 29158.276 | 28207.5513 | 27705.6491 | 27185.7033 | 26806.3196 | 25485.4951 | 24828.645
2015-05-05 | 24518.2051 | 24079.3156 | 23469.994 | 23478.3597 | 24187.6599 | 24492.1339 | 25807.0259 | 26816.4259 | 28502.6826 | 29644.5115 | 30258.3672 | 30258.3672 | 30258.3672 | 30258.3672 | 30258.3672 | 29802.9849 | 28940.3803 | 28478.3386 | 27504.2956 | 27744.2089 | 27236.0081 | 26750.0272 | 26076.7677 | 25417.6719
2015-05-06 | 24927.3473 | 24415.6583 | 24220.2987 | 23513.7222 | 23436.6517 | 23332.5174 | 24396.636 | 26141.097 | 27209.855 | 28950.8403 | 29580.5065 | 30239.2228 | 30258.3672 | 30258.3672 | 30258.3672 | 30039.7169 | 29507.326 | 29170.9306 | 28227.2526 | 27790.443 | 27249.7993 | 26700.6202 | 26064.2868 | 25498.2668
2015-05-07 | 24824.2965 | 24177.0693 | 23499.0205 | 22896.7638 | 22805.645 | 23374.7506 | 24374.3044 | 25568.1868 | 26507.4883 | 28261.1832 | 28947.1327 | 29526.3627 | 29506.5115 | 29508.6294 | 29650.3414 | 29659.629 | 29006.8616 | 27909.8746 | 26864.3726 | 26358.7631 | 26073.1647 | 25428.4607 | 24788.2004 | 24147.3186
2015-05-08 | 23871.2 | 23524.0013 | 23544.0851 | 23454.0852 | 23442.6869 | 23396.8176 | 23198.4131 | 22899.5247 | 22589.6647 | 23032.1801 | 23625.7759 | 24400.786 | 25069.3189 | 25087.4542 | 25081.7906 | 25031.046 | 25150.1012 | 25303.179 | 25531.6004 | 25737.3477 | 25302.3896 | 24846.8738 | 24411.6611 | 24199.8824
2015-05-09 | 23902.6577 | 23552.2858 | 23251.2356 | 22908.2214 | 22778.1015 | 22665.3977 | 22498.4292 | 22947.3456 | 22712.1329 | 22337.8774 | 22983.1972 | 23737.7134 | 23794.7442 | 24407.526 | 25028.568 | 25026.7653 | 25116.869 | 25293.5948 | 25528.0185 | 25750.3527 | 26063.762 | 26060.0579 | 25421.8584 | 24848.1394
2015-05-10 | 24847.7568 | 24177.4669 | 23481.5424 | 22785.755 | 23478.7867 | 24023.8253 | 24553.4527 | 25529.5324 | 27176.0041 | 28249.8615 | 28908.5045 | 29702.0741 | 29588.6896 | 29578.9525 | 29529.1265 | 29587.6854 | 29018.2837 | 28552.9868 | 28240.9099 | 27719.7582 | 27303.6701 | 26805.4366 | 26069.4087 | 25478.4347
2015-05-11 | 25431.9613 | 24773.9791 | 24128.7061 | 23488.0974 | 23406.348 | 24018.1009 | 24433.3586 | 26163.9256 | 27757.9339 | 28842.8203 | 29543.1864 | 30258.3672 | 30230.8977 | 30208.9872 | 30233.2055 | 30258.3672 | 29612.397 | 29242.9465 | 28797.1177 | 27718.37 | 27297.7469 | 26740.472 | 26081.1006 | 25804.1863
2015-05-12 | 25467.3961 | 24811.532 | 24083.331 | 23501.4036 | 23460.4462 | 24025.6833 | 24473.6394 | 26218.4568 | 27714.6751 | 28977.7481 | 29579.5938 | 30171.365 | 30224.4837 | 30218.7536 | 30233.588 | 30258.3672 | 29592.177 | 29162.7997 | 28188.3033 | 27686.1048 | 27532.7533 | 27353.0861 | 26089.2043 | 25453.216
2015-05-13 | 24789.4269 | 24449.927 | 24135.3222 | 23539.397 | 22864.4409 | 23437.6167 | 24428.295 | 26205.9672 | 27847.9368 | 29052.3217 | 29600.2291 | 29600.2291 | 30188.5265 | 30131.4206 | 30235.2268 | 30258.3672 | 30258.3672 | 29881.8834 | 28843.6091 | 27726.2474 | 27246.5884 | 26703.7435 | 26193.9323 | 25500.3584
2015-05-14 | 24857.6558 | 24529.1105 | 24113.4524 | 23469.8985 | 23516.7448 | 23952.0692 | 24441.1963 | 26088.3071 | 27814.6524 | 28913.3761 | 29661.0613 | 29655.4318 | 29540.1065 | 29623.432 | 29632.6896 | 29630.2762 | 28980.2179 | 28486.2505 | 28224.5576 | 27810.7907 | 27280.1149 | 26793.8513 | 25480.6946 | 24767.3681
2015-05-15 | 24899.334 | 24410.2051 | 24138.2227 | 24092.3933 | 24031.8831 | 23774.6705 | 23064.3192 | 22917.8159 | 23265.6987 | 23739.3847 | 24273.9925 | 25023.3312 | 25083.9407 | 25353.1618 | 25710.4966 | 25784.4433 | 25736.1181 | 25593.1373 | 25616.3383 | 25790.9782 | 25955.6998 | 25458.7331 | 24764.4355 | 24478.5844
2015-05-16 | 24168.0899 | 24202.1593 | 24137.9078 | 23883.4521 | 23496.3918 | 23355.6052 | 23148.3754 | 22857.555 | 23274.3891 | 23647.8262 | 23720.63 | 24261.1595 | 24993.3369 | 25047.2456 | 25121.4359 | 25087.0398 | 25109.5446 | 25254.6717 | 25511.6015 | 25764.7518 | 26093.6932 | 26108.785 | 25489.1687 | 24806.4832
2015-05-17 | 24548.4907 | 24184.0918 | 23459.6376 | 23504.188 | 23779.7222 | 23961.4287 | 24449.544 | 26870.0641 | 29153.1359 | 29570.9007 | 29546.4475 | 29546.4475 | 29611.135 | 29594.2561 | 29614.7545 | 29531.9354 | 28943.7849 | 28481.009 | 27604.9528 | 27121.213 | 26572.6733 | 26021.1306 | 25483.292 | 25117.5038
2015-05-18 | 24787.4803 | 24524.4073 | 24091.9529 | 23390.3719 | 23498.5826 | 23304.7759 | 24097.7673 | 26151.7762 | 27145.0432 | 28310.7214 | 29044.2409 | 29544.9505 | 29647.6666 | 30235.751 | 30258.3672 | 30258.3672 | 30258.3672 | 29964.8593 | 29538.4859 | 28427.3376 | 28007.997 | 27461.2295 | 26796.0635 | 26091.3188
2015-05-19 | 25476.7379 | 24776.7107 | 24123.6261 | 23821.941 | 23477.9852 | 23996.5379 | 24408.5644 | 25538.3557 | 26549.9166 | 28249.9029 | 29611.5995 | 30366.6374 | 30798.9139 | 30798.9139 | 30798.9139 | 30506.9817 | 30179.0535 | 29862.0024 | 29442.6417 | 28307.0419 | 27973.1201 | 27394.9516 | 26750.8567 | 25437.6431
2015-05-20 | 24813.4947 | 24169.0436 | 23823.3527 | 23401.0265 | 23460.2518 | 23351.5551 | 23792.8981 | 25596.2274 | 27091.4536 | 28986.0255 | 29497.3705 | 30185.4184 | 30202.659 | 30205.5767 | 30298.7649 | 30298.7649 | 30215.1584 | 29937.9337 | 28776.5517 | 27728.9446 | 27253.3063 | 26769.1809 | 26028.0926 | 25492.401
2015-05-21 | 24903.8311 | 24157.1353 | 23777.8378 | 23525.6016 | 23475.39 | 23361.932 | 23676.5708 | 24309.6915 | 25836.0813 | 27526.4512 | 28245.5405 | 29006.3869 | 29035.5751 | 28999.1558 | 28987.1745 | 29009.0908 | 28237.3893 | 27885.0358 | 26872.6443 | 26534.409 | 26600.562 | 26162.3709 | 25473.144 | 24885.1462
2015-05-22 | 24510.4508 | 24083.6445 | 24166.799 | 24208.5453 | 24159.5821 | 23709.7685 | 23191.7251 | 22964.4782 | 23246.6766 | 23666.8222 | 24178.9269 | 24963.498 | 25061.7074 | 24987.1712 | 25661.315 | 25759.9198 | 25655.3005 | 25936.2928 | 26201.3076 | 26450.1503 | 26613.8797 | 26037.0542 | 24807.2096 | 24214.6406
2015-05-23 | 23881.0071 | 23530.295 | 23162.2838 | 22823.7857 | 22532.6603 | 22049.0144 | 21823.5103 | 21533.8303 | 21331.015 | 21704.5743 | 22376.6466 | 23126.1284 | 23118.134 | 23789.7597 | 23757.827 | 24086.8332 | 24368.7971 | 24622.0059 | 24960.4094 | 25147.4158 | 25296.3895 | 25463.544 | 24739.127 | 24093.5324
2015-05-24 | 23825.5621 | 23528.1856 | 23156.4574 | 22787.505 | 22785.4402 | 22633.5906 | 23154.4976 | 23657.5084 | 23945.4802 | 23994.078 | 24404.725 | 24954.2217 | 25038.4138 | 25750.6413 | 25719.7595 | 25728.5867 | 25640.0605 | 25874.2826 | 26292.7628 | 26517.9857 | 26558.4587 | 26028.7815 | 25535.7282 | 24818.8967
2015-05-25 | 24137.5169 | 23468.9006 | 23541.6425 | 22894.2711 | 22756.557 | 23305.0362 | 24472.9077 | 26245.9776 | 27269.2418 | 28959.3228 | 29580.2704 | 30259.0684 | 30147.0543 | 30001.8333 | 29635.4225 | 29244.2003 | 28982.6257 | 28474.6716 | 27546.0144 | 27044.0792 | 26717.5286 | 26325.6668 | 26077.923 | 25485.1591
2015-05-26 | 24842.0533 | 24221.1884 | 23611.3649 | 22807.3895 | 22801.972 | 23300.6968 | 23807.7997 | 25569.0113 | 27288.9899 | 28206.8381 | 28906.0355 | 29596.6361 | 29590.1987 | 29619.1771 | 29659.2896 | 29613.3496 | 28997.0608 | 28531.3445 | 27588.1535 | 27135.5469 | 27265.0939 | 26812.8794 | 26136.9857 | 25422.4173
2015-05-27 | 24781.3962 | 24070.9309 | 23865.0036 | 23445.1322 | 22873.9245 | 23313.208 | 24510.6082 | 26321.9994 | 27210.9025 | 28136.7605 | 28895.7339 | 29657.4532 | 29622.449 | 29677.3239 | 29671.4369 | 29642.9662 | 29705.9534 | 29263.5749 | 27533.7685 | 27072.4813 | 26578.5413 | 26099.0754 | 25391.3088 | 24804.3657
2015-05-28 | 24427.6661 | 24138.6373 | 23528.1904 | 22769.8361 | 22840.0653 | 23371.3163 | 23744.2098 | 24845.6325 | 26498.8003 | 27594.5007 | 28858.6715 | 28843.5182 | 28915.0218 | 28952.4578 | 28962.6787 | 28949.2 | 28357.5242 | 27233.8293 | 26284.7232 | 25795.0194 | 25999.2773 | 25463.6725 | 24859.346 | 24193.0414
2015-05-29 | 24154.0811 | 23486.5143 | 22843.1606 | 22759.5422 | 22842.6246 | 22702.5947 | 22474.8135 | 22343.7084 | 22657.8033 | 22958.6072 | 23695.0599 | 23780.6093 | 24391.1039 | 24393.8209 | 24402.2906 | 24436.3491 | 24454.2314 | 24657.7098 | 24318.6834 | 24493.9202 | 24684.0498 | 24738.7266 | 24122.3654 | 23457.6497
2015-05-30 | 24249.1457 | 23470.37 | 22849.414 | 22193.5824 | 22147.6668 | 22029.914 | 21869.5779 | 21538.6023 | 22034.4247 | 21762.8834 | 22320.634 | 23045.5814 | 23699.9813 | 23700.9585 | 23741.7206 | 24358.1804 | 24369.4697 | 24581.7347 | 24202.1067 | 24463.4036 | 25251.1762 | 25459.816 | 24762.4416 | 24157.6096
2015-05-31 | 24149.5709 | 23472.8586 | 22871.9961 | 22816.3373 | 22784.6416 | 23288.4046 | 24453.6979 | 26150.2283 | 27263.5067 | 28233.1829 | 28908.3672 | 29528.0589 | 29559.1117 | 29630.3343 | 29648.0294 | 29602.0727 | 28983.1805 | 28557.2864 | 28237.6656 | 27050.4633 | 26601.3604 | 26055.8219 | 25484.6547 | 24858.2131
2015-06-01 | 24180.2284 | 23530.2082 | 23468.4068 | 22872.3489 | 22926.7763 | 23320.8494 | 24465.5539 | 25486.8434 | 27201.6188 | 28331.6934 | 28959.9738 | 29562.9546 | 29562.9546 | 29562.9546 | 29562.9546 | 29562.9546 | 29133.4631 | 28512.8931 | 27554.4269 | 27120.3075 | 26656.6401 | 26119.4381 | 25430.4051 | 24807.3809
2015-06-02 | 24139.5009 | 23462.366 | 22768.2967 | 22830.0899 | 22817.6664 | 23364.4508 | 23707.5478 | 25556.1834 | 26488.1632 | 27723.9012 | 29031.1208 | 29578.1239 | 29578.1239 | 29578.1239 | 29578.1239 | 29578.1239 | 29031.2127 | 27853.1157 | 26866.16 | 26421.0287 | 26047.8996 | 25398.9312 | 24874.129 | 24212.1715
2015-06-03 | 24066.6673 | 24162.631 | 23517.5114 | 22822.4403 | 22821.2623 | 23339.4931 | 23814.693 | 24256.8941 | 25806.0219 | 27629.7199 | 28287.1298 | 28897.1228 | 28900.955 | 28893.3229 | 28882.835 | 29041.7142 | 29025.3502 | 28575.3161 | 26933.3682 | 26430.1979 | 25947.3393 | 25460.8614 | 24880.7496 | 24182.4
2015-06-04 | 23516.0772 | 22831.6685 | 22154.7001 | 22093.7202 | 22809.2398 | 23406.9206 | 23843.3793 | 24837.2773 | 25870.4244 | 26965.7635 | 28262.779 | 28907.2674 | 28968.5613 | 28895.0447 | 29003.6813 | 29088.6799 | 28400.3352 | 27205.1976 | 26218.5923 | 25158.4708 | 24731.2354 | 24925.1023 | 24141.9199 | 24125.5259
2015-06-05 | 24253.87 | 23499.6377 | 22862.6105 | 22141.0203 | 22173.2792 | 21999.7314 | 21732.9355 | 22202.214 | 22639.5207 | 23044.572 | 23647.9398 | 24360.5523 | 24388.3657 | 24264.6632 | 25033.2064 | 25165.9824 | 25000.8942 | 25095.3108 | 24897.605 | 25184.6057 | 24606.0463 | 24830.593 | 24259.8618 | 22926.7314
2015-06-06 | 23499.4794 | 22949.5421 | 22148.2663 | 22185.0149 | 22153.818 | 22701.6872 | 22462.8044 | 22792.6555 | 22608.3436 | 22367.4308 | 22924.8147 | 23650.0558 | 24391.4719 | 25020.4086 | 25068.9707 | 24983.5491 | 25086.35 | 24713.7588 | 24291.7656 | 23827.1093 | 24004.1373 | 24112.4013 | 24105.9681 | 24168.6718
2015-06-07 | 23458.5486 | 22825.8318 | 22127.1226 | 22158.3862 | 22770.7138 | 23400.4888 | 23702.5679 | 24821.9184 | 26459.1109 | 27007.3756 | 28203.7071 | 29495.1374 | 29578.1239 | 29494.6279 | 29577.2242 | 29578.1239 | 28940.4234 | 27866.6142 | 26869.8635 | 26386.5483 | 26007.7125 | 25430.3626 | 24747.127 | 24090.017
2015-06-08 | 23727.7747 | 23158.4532 | 22380.8744 | 22504.7983 | 23108.8242 | 22913.9729 | 23983.8235 | 25067.0605 | 25957.609 | 27273.4631 | 28476.9045 | 29197.014 | 29841.7366 | 29841.7366 | 29841.7366 | 29841.7366 | 29841.7366 | 28874.8323 | 27531.0606 | 26729.1975 | 25474.4918 | 24974.3777 | 24333.297 | 23728.0642
2015-06-09 | 23142.3866 | 22462.9394 | 21811.9698 | 21696.3432 | 22503.0354 | 22297.9885 | 22766.3229 | 24515.2196 | 26123.3172 | 27867.3421 | 29222.535 | 29841.7366 | 29841.7366 | 29841.7366 | 29841.7366 | 29841.7366 | 29207.5663 | 28112.1033 | 27192.2007 | 26771.9104 | 26249.8809 | 25447.5831 | 24988.1889 | 24369.6156
2015-06-10 | 23756.2917 | 23115.7511 | 22548.7729 | 22431.986 | 23093.4205 | 23547.0004 | 24105.3498 | 25199.9468 | 26847.6683 | 27948.7193 | 29272.8704 | 29841.7366 | 29837.5857 | 29813.0752 | 29841.7366 | 29841.7366 | 29218.4316 | 28151.4852 | 27133.8269 | 26024.1465 | 25557.9309 | 24841.8721 | 24418.1889 | 23651.4699
2015-06-11 | 23173.3582 | 22365.9154 | 21807.9366 | 21793.6435 | 21740.7073 | 22254.3463 | 22727.2619 | 24396.8762 | 26169.4684 | 27234.7644 | 27897.5787 | 28563.5731 | 29103.8418 | 29161.9411 | 29256.2852 | 29308.2086 | 28566.6019 | 27461.3668 | 26504.9952 | 25408.0793 | 24880.0018 | 25108.079 | 24376.4919 | 23761.7393
2015-06-12 | 23110.3888 | 22512.0846 | 21822.4399 | 21751.7969 | 21780.7362 | 21572.1737 | 21411.4633 | 21784.8049 | 22174.9505 | 22678.6297 | 22983.1336 | 23327.2406 | 24043.4812 | 24080.8379 | 24670.8602 | 24600.3106 | 24634.5727 | 24866.1511 | 24644.6655 | 24809.5853 | 24361.4517 | 23712.1976 | 23128.8821 | 22472.2441
2015-06-13 | 22366.7697 | 21815.6409 | 21805.1052 | 21793.5149 | 21828.9299 | 22253.2074 | 22187.2119 | 21848.2019 | 22233.5069 | 22586.944 | 23317.9213 | 23969.3933 | 23987.9122 | 24045.4616 | 24710.0577 | 24638.2912 | 24639.8412 | 24274.5629 | 24462.0609 | 24731.6288 | 24965.9355 | 25068.6166 | 24412.3925 | 23791.9811
2015-06-14 | 23102.2035 | 22439.3451 | 21809.4195 | 21870.9781 | 21867.0719 | 22307.8513 | 22492.9257 | 23881.2181 | 25262.1918 | 26412.7717 | 27623.3641 | 28565.256 | 29216.1225 | 29841.7366 | 29841.7366 | 29841.7366 | 29290.1926 | 27900.8947 | 26224.4268 | 25400.1296 | 24567.6171 | 24085.8599 | 23385.7809 | 22811.0111
2015-06-15 | 22180.0766 | 21483.2205 | 20936.4917 | 20755.6985 | 20727.9558 | 20660.8885 | 22428.8904 | 24302.4985 | 26106.4132 | 27653.1708 | 28212.7207 | 28966.5653 | 29647.764 | 30155.2659 | 30155.2659 | 29762.7939 | 28404.1428 | 27208.7131 | 26208.805 | 25123.9433 | 24648.4548 | 23420.2137 | 22742.0233 | 22157.0459
2015-06-16 | 21542.673 | 20822.7676 | 20779.1546 | 20790.6739 | 20803.9185 | 21352.3295 | 22405.1899 | 23648.956 | 25459.8463 | 26778.9935 | 27565.462 | 28256.4244 | 28942.8813 | 28951.9244 | 29056.2785 | 29080.8237 | 28260.5667 | 27262.5954 | 26884.2811 | 26386.1859 | 25245.1908 | 24100.58 | 22721.4552 | 22161.3842
2015-06-17 | 21555.5959 | 20919.8191 | 20875.5866 | 20802.5771 | 20776.5538 | 21370.1368 | 21802.1314 | 22195.8389 | 22911.8101 | 23673.8993 | 24277.8711 | 25624.5222 | 27066.6813 | 28595.7685 | 28519.8846 | 27953.4286 | 27259.178 | 26185.2029 | 25197.3442 | 24435.9752 | 24239.4757 | 23707.7716 | 23101.3375 | 22405.7414
2015-06-18 | 21867.9508 | 21752.5724 | 21764.2293 | 21824.3116 | 22850.1547 | 23620.4286 | 24626.3965 | 25759.1829 | 26739.8345 | 27229.6788 | 27873.6002 | 27922.692 | 27575.8395 | 27042.4952 | 26555.9698 | 25776.9266 | 25330.178 | 24955.9701 | 24552.761 | 24025.204 | 24367.8846 | 24397.3238 | 23732.0313 | 23130.6072
2015-06-19 | 22524.7155 | 21779.8381 | 21833.6172 | 21727.612 | 21786.3606 | 21686.4474 | 21427.3477 | 21834.525 | 22841.4596 | 23258.8452 | 23854.0907 | 23937.548 | 24690.5703 | 24720.1763 | 24693.1344 | 24768.032 | 24692.4591 | 25040.945 | 25138.9205 | 25376.171 | 25691.7059 | 25682.4316 | 25091.6016 | 24387.7426
2015-06-20 | 23218.8787 | 22474.1862 | 21810.6742 | 21745.005 | 21748.4833 | 21682.2935 | 22040.1082 | 22569.0296 | 22307.2535 | 22573.6784 | 23341.4846 | 23854.4401 | 24559.986 | 24583.4709 | 24642.086 | 24690.9381 | 24709.0588 | 24841.4642 | 25219.1369 | 24799.2946 | 24324.3523 | 23722.5854 | 22939.4204 | 22467.2577
2015-06-21 | 22286.5151 | 22553.7541 | 21781.5516 | 21859.0624 | 22340.6865 | 23066.1014 | 24021.3546 | 26492.4384 | 27447.2028 | 28256.4647 | 28978.4583 | 29844.2377 | 29869.2671 | 29859.6914 | 29872.4059 | 29218.8905 | 28593.8528 | 27447.8355 | 27205.1217 | 26453.6615 | 25958.184 | 25076.8382 | 23835.4414 | 23085.2182
2015-06-22 | 23132.9565 | 22473.9127 | 21835.0201 | 21829.0858 | 22370.3372 | 23638.2177 | 24730.7168 | 27018.583 | 28137.7519 | 28649.0173 | 29225.774 | 29853.8714 | 29910.8466 | 29848.3329 | 29918.1221 | 29279.7417 | 28496.8851 | 27436.8287 | 27191.6752 | 26507.4945 | 25994.8054 | 25477.8365 | 24340.9014 | 23755.4277
2015-06-23 | 23100.3712 | 22516.6028 | 21747.6295 | 21750.1162 | 22400.7259 | 22876.539 | 24775.0785 | 26430.4456 | 27436.7944 | 29268.2896 | 29886.585 | 29886.585 | 29811.1741 | 29764.1797 | 29773.6029 | 29002.4493 | 28285.9792 | 27435.0793 | 27189.1095 | 26014.1361 | 24641.5046 | 24133.0751 | 23785.3925 | 23167.4324
2015-06-24 | 22195.806 | 21845.5457 | 21803.8858 | 21838.7419 | 22417.3608 | 22955.4815 | 24015.6603 | 25763.2228 | 27390.7943 | 28561.7263 | 29836.5819 | 29794.8808 | 29735.8553 | 29715.0672 | 29814.0429 | 29888.4545 | 29294.1162 | 27497.219 | 26494.9953 | 26029.9705 | 25546.0968 | 25065.7664 | 24304.2418 | 23736.7964
2015-06-25 | 23159.3086 | 22496.9932 | 21807.9368 | 21754.9599 | 21836.7019 | 22331.9276 | 24065.4478 | 25848.9038 | 26785.1046 | 27683.0873 | 28927.2168 | 29528.6279 | 29865.834 | 29744.3879 | 29856.9514 | 29884.0579 | 29907.5379 | 29467.9273 | 27776.8348 | 26136.0663 | 25625.8492 | 25112.6463 | 23776.9903 | 22987.3891
2015-06-26 | 22204.8891 | 22198.8573 | 21550.0417 | 21466.6505 | 21421.6206 | 21706.9786 | 21416.7572 | 21302.507 | 22215.4979 | 22635.824 | 23248.1543 | 23989.388 | 24599.2138 | 25275.2176 | 25311.2555 | 25381.9868 | 25289.5248 | 25520.8342 | 25819.801 | 25971.0285 | 26339.0928 | 26327.2879 | 25642.9988 | 24401.0517
2015-06-27 | 23438.3647 | 22902.173 | 22151.4117 | 21553.0675 | 21469.9508 | 21683.5927 | 21433.0862 | 21284.757 | 21587.6807 | 22602.52 | 23206.8175 | 24064.9098 | 24602.7201 | 25313.7889 | 25324.4218 | 25264.3323 | 25297.0331 | 25455.1305 | 25747.3262 | 25322.4231 | 24956.9945 | 24415.6373 | 23861.0096 | 23123.153
2015-06-28 | 22873.245 | 22141.8596 | 21473.0022 | 21574.2073 | 21496.6403 | 21301.0508 | 22217.6132 | 22549.3285 | 23498.3188 | 23934.8229 | 25225.8311 | 25284.0218 | 25969.2266 | 25997.546 | 25988.8042 | 25992.1059 | 25966.5381 | 25605.491 | 24949.1069 | 24511.0545 | 24006.372 | 24095.582 | 24072.3585 | 23496.5557
2015-06-29 | 22761.3642 | 22119.9793 | 21404.2618 | 21439.1916 | 22116.0635 | 22627.7753 | 23733.7299 | 25103.8111 | 26186.0857 | 27196.0601 | 27784.528 | 28539.3545 | 28584.7026 | 28553.779 | 29168.8666 | 29185.3141 | 29207.8332 | 28841.3164 | 27840.1616 | 26765.4451 | 25550.1154 | 24776.7617 | 24402.093 | 23097.9814
2015-06-30 | 22121.2138 | 21490.7099 | 20744.6726 | 20806.7174 | 20802.4579 | 21334.2989 | 22386.243 | 24471.5064 | 26702.9295 | 27867.6594 | 28522.0485 | 29270.2645 | 29225.7699 | 29204.7954 | 29203.9758 | 29252.9041 | 28650.4695 | 28086.6466 | 27063.9044 | 26058.9696 | 25567.2573 | 24777.2218 | 23704.2377 | 23113.5085
2015-07-01 | 22451.6984 | 21792.7557 | 21827.4463 | 21186.7381 | 21094.2562 | 21664.6863 | 22773.5255 | 25077.3846 | 26182.3532 | 27269.1476 | 28021.3388 | 29169.899 | 29169.899 | 29169.899 | 29169.899 | 29169.899 | 29169.899 | 28209.1398 | 27077.581 | 26059.693 | 24921.0281 | 25049.2575 | 23724.8687 | 23140.3623
2015-07-02 | 21784.8172 | 21039.2163 | 21109.7744 | 21165.1592 | 22473.1119 | 23048.801 | 24083.6923 | 25841.5761 | 26777.8075 | 27189.1808 | 28539.018 | 29169.899 | 29169.899 | 29169.899 | 28489.1092 | 28535.9565 | 27271.0743 | 25511.4099 | 25192.5556 | 24800.5429 | 25029.0228 | 24359.3289 | 23745.6362 | 23145.0133
2015-07-03 | 22514.541 | 21802.1172 | 21785.8552 | 21776.2637 | 21859.3456 | 21565.5795 | 21370.7309 | 21840.1613 | 22274.5123 | 22572.5967 | 23208.9809 | 24045.4889 | 24617.3687 | 24720.0972 | 24570.4071 | 24683.3697 | 24732.0276 | 24843.4406 | 25169.0819 | 24753.9654 | 24262.0319 | 24470.7382 | 23745.1647 | 23168.9091
2015-07-04 | 22461.6916 | 21816.3067 | 21754.4439 | 21777.4413 | 21801.6916 | 21675.1359 | 21400.1258 | 21783.7592 | 22255.602 | 22539.1317 | 22977.2976 | 24010.6469 | 24639.6375 | 24531.2184 | 24701.8706 | 24622.0215 | 24695.7333 | 24831.9049 | 25184.5847 | 25427.4717 | 24945.921 | 24789.2422 | 24388.4358 | 23723.076
2015-07-05 | 23216.754 | 22442.731 | 21806.9949 | 21748.7133 | 22446.4116 | 23658.6453 | 24675.3898 | 26404.4818 | 27524.2429 | 28568.5624 | 29195.371 | 29771.1758 | 29771.1758 | 29771.1758 | 29771.1758 | 29372.4745 | 28551.8688 | 27449.0485 | 27069.5471 | 26758.5704 | 26281.1012 | 25665.1487 | 24983.5603 | 24447.8891
2015-07-06 | 23777.0019 | 23103.3334 | 22462.4399 | 22327.4469 | 23095.9456 | 24232.0941 | 25331.7524 | 27165.4222 | 28093.5361 | 28456.1988 | 29786.5562 | 29786.5562 | 29786.5562 | 29786.5562 | 29786.5562 | 29319.1781 | 27912.5042 | 27497.2939 | 27145.8003 | 26758.9602 | 26235.9285 | 25687.2256 | 24338.59 | 23738.2902
2015-07-07 | 23870.6223 | 23175.989 | 22538.2819 | 22433.2133 | 22482.7478 | 24284.532 | 25374.7518 | 27123.2838 | 28094.6816 | 29295.0415 | 29786.5562 | 29786.5562 | 29786.5562 | 29786.5562 | 29786.5562 | 29285.7129 | 28602.5416 | 27469.1984 | 27150.0611 | 26717.4225 | 26189.2447 | 25776.2582 | 25071.8406 | 24099.1138
2015-07-08 | 22414.8606 | 21877.3539 | 21954.1216 | 21793.3344 | 21826.683 | 23001.7086 | 24097.3649 | 25855.7023 | 26893.6935 | 27978.8183 | 28597.9331 | 28599.939 | 28640.7535 | 28595.8053 | 28649.5431 | 28633.9687 | 28036.0284 | 26889.9971 | 26577.3813 | 25403.019 | 25635.8984 | 25026.3063 | 24483.8215 | 23897.8074
2015-07-09 | 23207.5811 | 22524.8642 | 21916.3095 | 21841.8308 | 21817.6182 | 22965.6577 | 24121.0889 | 25861.1761 | 26925.2718 | 27977.8368 | 28686.8758 | 29319.4223 | 29199.3626 | 29227.8964 | 29283.2523 | 28555.4502 | 28039.4765 | 26877.0105 | 26476.8917 | 25519.2541 | 24964.0043 | 24488.5055 | 23767.1236 | 23154.2217
2015-07-10 | 23203.6644 | 22493.2917 | 21917.4271 | 21976.6428 | 22522.9522 | 22373.1588 | 22154.9317 | 21955.0612 | 22231.7712 | 22744.6506 | 23284.925 | 24154.3445 | 24014.6359 | 24037.2863 | 24130.7497 | 24090.0399 | 24172.2439 | 23632.3183 | 23977.628 | 23439.6942 | 23665.394 | 23198.7325 | 22589.5055 | 21949.8926
2015-07-11 | 21979.9873 | 21845.3657 | 21151.6131 | 21201.791 | 21174.7726 | 21133.3759 | 20795.8868 | 20662.7212 | 20868.7249 | 21365.993 | 21977.561 | 22806.8631 | 23406.6037 | 24069.4224 | 24052.2549 | 24195.7602 | 24008.4093 | 24303.3549 | 23899.0457 | 24020.8645 | 24384.7042 | 23846.5533 | 23810.5008 | 23177.4081
2015-07-12 | 23202.5764 | 22521.3139 | 21927.0165 | 21928.7042 | 21887.819 | 23002.5059 | 23485.4026 | 24553.1016 | 26209.4551 | 27295.4496 | 27975.2256 | 28588.8546 | 29216.8585 | 29177.687 | 29235.6626 | 29320.6788 | 29309.5157 | 28169.5557 | 27210.3109 | 26802.5971 | 26303.2199 | 25700.0433 | 25188.7302 | 24456.8831
2015-07-13 | 23931.5795 | 23185.8866 | 22469.2804 | 22450.8233 | 22423.1656 | 23050.7089 | 24054.7292 | 24674.9438 | 26216.8069 | 27238.7416 | 28668.3151 | 29160.7927 | 29219.0146 | 29257.3285 | 29325.6506 | 29325.6506 | 29164.1121 | 28930.2845 | 27936.7699 | 26777.4471 | 26348.9597 | 25858.2824 | 25080.6999 | 24520.0018
2015-07-14 | 23937.2582 | 23198.9207 | 22436.3865 | 21917.0065 | 21909.5462 | 22308.3376 | 23507.9256 | 24613.826 | 25613.8813 | 27453.9834 | 28665.7945 | 29231.8165 | 29929.3226 | 30592.6665 | 30846.4479 | 30846.4479 | 30447.7661 | 29941.927 | 28964.0687 | 27773.159 | 26311.9684 | 26471.8787 | 24607.8499 | 23847.818
2015-07-15 | 23223.7876 | 22673.4343 | 22086.8536 | 21834.8603 | 21872.01 | 22387.9978 | 23496.6337 | 24483.8337 | 26256.4844 | 27658.765 | 29051.2722 | 29653.2985 | 29638.4364 | 29773.2837 | 29690.7131 | 29733.9101 | 29742.512 | 28440.9657 | 27611.5855 | 26507.9665 | 26062.8272 | 25848.4882 | 24540.6144 | 23875.2166
2015-07-16 | 23195.2705 | 22659.5004 | 21944.4743 | 21904.5447 | 21920.4685 | 21707.0456 | 22255.8319 | 23263.6253 | 24314.3862 | 25076.3242 | 26988.6155 | 28307.3074 | 28967.6657 | 29873.176 | 30002.629 | 29898.1978 | 29308.9682 | 28174.0711 | 26600.957 | 25532.96 | 25599.2308 | 25084.5903 | 24495.1297 | 23815.3176
2015-07-17 | 23232.3999 | 22466.4992 | 21830.081 | 21867.7655 | 21819.8339 | 21637.3838 | 22098.8891 | 21950.0904 | 22335.3669 | 22715.7674 | 23278.636 | 23309.9162 | 24026.2159 | 24100.4117 | 24808.1019 | 24737.4768 | 24650.6676 | 24320.1228 | 24523.2387 | 24159.0758 | 24375.4276 | 24459.9862 | 23745.5006 | 23135.8529
2015-07-18 | 22495.6052 | 21961.0573 | 21863.6242 | 21884.233 | 21878.9064 | 21658.1288 | 22176.3129 | 21966.1749 | 21614.7481 | 22073.4613 | 22213.4647 | 22658.7988 | 23386.0141 | 24115.4144 | 24014.5236 | 24142.2925 | 23995.9144 | 24263.8126 | 23919.8091 | 24142.3666 | 24295.7516 | 24393.8314 | 24466.6456 | 24517.3122
2015-07-19 | 23834.7637 | 23130.2153 | 22519.8095 | 22500.1459 | 22425.4842 | 22974.7065 | 24755.2361 | 25200.3071 | 26168.4511 | 27227.2448 | 28497.9921 | 29299.2398 | 30008.3342 | 29919.0113 | 29912.5955 | 29305.2548 | 29385.5788 | 28137.2281 | 27896.3009 | 26793.5871 | 26331.636 | 25750.4172 | 25209.5721 | 24534.5533
2015-07-20 | 24467.1911 | 23961.182 | 22412.8576 | 22452.2479 | 23096.1255 | 22993.1535 | 24098.5556 | 25208.1299 | 26204.4282 | 27773.353 | 28496.218 | 29175.1141 | 29332.5541 | 29285.7985 | 29289.6195 | 29283.3399 | 28578.0796 | 28305.0138 | 27158.3352 | 26687.0013 | 26996.9353 | 26381.6332 | 25116.7495 | 23799.7009
2015-07-21 | 23847.6619 | 23189.4546 | 22480.5815 | 21792.3441 | 22577.978 | 22933.0513 | 24111.6489 | 25187.1606 | 26125.0498 | 27195.7952 | 28599.2581 | 29304.7728 | 29299.2636 | 29910.8204 | 29980.9034 | 29915.1072 | 30009.7172 | 28845.6888 | 27867.9441 | 27346.5095 | 26955.3392 | 26408.1477 | 25119.6409 | 24524.9111
2015-07-22 | 23872.4426 | 23157.5538 | 22542.825 | 22470.2512 | 22447.5896 | 22987.1462 | 24811.4502 | 26447.2175 | 27553.0639 | 27883.2035 | 29215.4787 | 29960.3298 | 30004.3787 | 29983.7624 | 29985.0865 | 29948.271 | 28647.1207 | 27460.7217 | 27332.9685 | 26716.4036 | 26327.8275 | 25785.6863 | 24509.4819 | 23781.3213
2015-07-23 | 23878.2316 | 23078.4251 | 22518.1361 | 22455.4007 | 22461.441 | 22990.0475 | 24858.6635 | 26627.1964 | 26799.4863 | 27879.4042 | 29194.8242 | 29234.8111 | 29289.3119 | 29301.0435 | 29316.5969 | 29250.8505 | 28008.5349 | 26228.1834 | 25948.3722 | 25416.6125 | 25712.3277 | 25118.5544 | 23844.5276 | 23207.286
2015-07-24 | 23196.2723 | 22506.46 | 21780.0831 | 21824.2736 | 21846.3437 | 21664.9657 | 22192.6672 | 21922.3898 | 22225.0819 | 22736.2066 | 23325.2644 | 23348.5133 | 24023.7885 | 24056.7914 | 24690.0081 | 24699.7663 | 24697.0287 | 24252.7703 | 24651.9509 | 24253.6455 | 24388.1281 | 24509.9982 | 24458.0487 | 23789.7671
2015-07-25 | 23142.1448 | 22603.4662 | 21838.6532 | 21805.7017 | 21803.2926 | 22342.9754 | 22161.6818 | 22062.7684 | 21642.6952 | 22048.1139 | 22626.8372 | 23348.4878 | 23436.7868 | 24091.3119 | 24115.8751 | 24053.7364 | 24114.6602 | 24361.5244 | 23967.6298 | 23522.6814 | 23055.6535 | 23161.5236 | 22517.9907 | 21830.1132
2015-07-26 | 21840.8815 | 21852.5948 | 21855.7245 | 21915.3307 | 22503.6944 | 23074.9152 | 24073.9132 | 25818.4105 | 26259.2981 | 27219.9026 | 28479.3152 | 29233.8687 | 29251.6238 | 29268.688 | 29323.4563 | 29307.9752 | 29302.0817 | 28082.0795 | 26503.3899 | 26168.8898 | 26220.8672 | 25632.3383 | 25152.5354 | 24537.8445
2015-07-27 | 23857.2365 | 23156.9492 | 22520.4257 | 22519.8548 | 22555.1553 | 23022.0458 | 24772.3785 | 25851.729 | 26864.3938 | 28488.5929 | 29115.0056 | 29958.385 | 29903.0412 | 29997.5392 | 29926.8344 | 29991.7258 | 29249.8828 | 28164.3143 | 27107.8116 | 26746.9603 | 26953.9563 | 26397.1954 | 25115.8587 | 24465.349
2015-07-28 | 23733.4064 | 23113.8397 | 22432.4202 | 22520.5324 | 22499.7932 | 23046.2697 | 24711.8733 | 26453.9428 | 27546.2748 | 28585.7486 | 29238.959 | 29261.6864 | 29295.8815 | 29270.1635 | 29313.7542 | 29287.8022 | 29286.5035 | 28882.2384 | 27199.9248 | 26720.8516 | 26225.4491 | 25171.4434 | 23105.1303 | 22467.7377
2015-07-29 | 22477.6368 | 22467.663 | 21875.9947 | 21811.2787 | 21929.5372 | 22443.6827 | 24105.6162 | 25816.0222 | 26905.1009 | 27917.5661 | 28505.7067 | 29220.4428 | 29231.8879 | 29307.7797 | 29316.2529 | 29300.0855 | 28636.3352 | 28235.9769 | 26513.6497 | 26157.004 | 25636.3741 | 24514.9069 | 23866.254 | 23181.8656
2015-07-30 | 22458.0706 | 21844.2936 | 21939.6804 | 21867.0684 | 22423.872 | 23043.7979 | 24160.3039 | 26560.168 | 26237.6124 | 27256.4594 | 28457.1372 | 29307.3556 | 29233.6932 | 29278.1608 | 29372.2124 | 29209.5355 | 28645.2381 | 27467.5116 | 26496.3617 | 25470.9346 | 25055.3959 | 23908.5088 | 23167.5388 | 22476.5191
2015-07-31 | 21866.8305 | 21891.2294 | 21783.5915 | 21869.3785 | 21828.9957 | 22360.684 | 22806.0633 | 22637.5082 | 22943.346 | 23329.695 | 23341.3958 | 24109.9748 | 24029.1723 | 24070.3855 | 24050.3695 | 24119.006 | 24109.5524 | 23707.6785 | 23932.1417 | 23495.6465 | 23722.883 | 23772.1945 | 23159.6188 | 22434.1684
2015-08-01 | 22560.6201 | 22423.2448 | 22538.2986 | 22459.5566 | 22452.657 | 22415.0869 | 22222.5045 | 21902.6137 | 22297.8407 | 22075.6394 | 22737.0548 | 22649.1726 | 23322.4301 | 24028.9373 | 24072.8876 | 24031.2145 | 24089.4525 | 24227.537 | 23964.2358 | 24055.8919 | 24468.9032 | 24529.4076 | 23866.1484 | 23816.4563
2015-08-02 | 23960.8589 | 23212.858 | 22583.5416 | 22446.9004 | 22514.7841 | 23130.14 | 24082.1135 | 25876.8071 | 26198.5105 | 27353.8692 | 28624.9344 | 29237.4082 | 29237.4082 | 29237.4082 | 29237.4082 | 29237.4082 | 29237.4082 | 28836.3167 | 27963.8064 | 26874.7529 | 25656.6045 | 25124.0795 | 24373.1223 | 23745.5873
2015-08-03 | 23842.4151 | 23155.4346 | 23188.5076 | 22409.6123 | 22433.2756 | 22989.4463 | 24129.2347 | 24535.3401 | 26274.4748 | 27323.4948 | 28620.1941 | 29287.6194 | 29852.8603 | 29852.8603 | 29852.8603 | 29852.8603 | 29321.6153 | 28837.2772 | 27849.4123 | 26879.1051 | 26352.7168 | 25804.03 | 24522.8853 | 23824.6796
2015-08-04 | 23789.2395 | 23219.7066 | 22545.8123 | 23203.1299 | 23061.5105 | 24365.5528 | 24776.9594 | 26565.6082 | 27471.1208 | 27967.5801 | 28643.3683 | 29202.8743 | 29316.3158 | 29346.5243 | 29312.2409 | 29269.7494 | 29221.9168 | 28892.6973 | 27203.6014 | 26715.9787 | 26312.6123 | 25784.5175 | 25124.0883 | 24365.9909
2015-08-05 | 23819.944 | 23832.4041 | 23145.7383 | 23108.8828 | 23129.8136 | 22976.11 | 24041.4499 | 26475.9511 | 27472.6589 | 27930.6156 | 28641.2417 | 29229.9812 | 29360.7985 | 29217.0942 | 29303.6254 | 29270.6319 | 28673.4577 | 27584.4592 | 26675.9726 | 26176.2599 | 26264.5955 | 25790.285 | 24487.6792 | 23141.0562
2015-08-06 | 23865.5325 | 23157.3555 | 22507.0996 | 22508.6959 | 22405.6072 | 22963.0731 | 24754.245 | 25935.1798 | 26844.5981 | 27903.9636 | 28512.6472 | 28692.3604 | 28590.8801 | 28639.9555 | 28724.1224 | 27987.6139 | 28040.3178 | 26885.3173 | 25851.9926 | 25463.035 | 25021.1697 | 24473.7641 | 23857.0194 | 23161.853
2015-08-07 | 22587.4514 | 21898.3661 | 21805.9921 | 21857.3834 | 21798.3226 | 22332.236 | 22199.5784 | 21877.4035 | 22265.0565 | 22717.2203 | 23310.8528 | 24115.0061 | 24073.8102 | 24003.9418 | 23998.7666 | 24043.4959 | 24099.6111 | 24333.4236 | 24612.9856 | 24131.1189 | 24307.4939 | 24440.4248 | 23729.5998 | 23162.5459
2015-08-08 | 23166.5365 | 22551.6167 | 21857.1526 | 21857.7887 | 22468.9939 | 22359.8018 | 22107.9429 | 21946.0709 | 21573.1454 | 22015.9844 | 22663.8985 | 23368.5812 | 24141.6933 | 24122.4275 | 24046.8478 | 24015.6957 | 24051.7884 | 24246.5508 | 23926.3632 | 23455.9847 | 23661.9819 | 23037.2678 | 22599.3846 | 21877.326
2015-08-09 | 21882.9974 | 21974.4839 | 21835.597 | 21821.3176 | 21759.7083 | 22272.0456 | 24088.8051 | 25137.313 | 26159.1251 | 27683.6212 | 28613.1227 | 29242.8413 | 29232.9087 | 29259.7845 | 29300.4539 | 29329.1448 | 28723.5654 | 27642.8901 | 26956.203 | 26089.0084 | 25632.2434 | 25053.5961 | 23802.5581 | 23119.1982
2015-08-10 | 22595.6521 | 21808.1677 | 21830.3262 | 21841.9103 | 22524.555 | 22937.5305 | 24059.4181 | 25165.2765 | 26950.4542 | 28015.1082 | 28634.5521 | 29208.7303 | 29209.4028 | 29193.9389 | 29146.7681 | 29287.1381 | 28618.3133 | 27550.7359 | 26551.1042 | 26111.2995 | 25649.633 | 25038.253 | 23695.691 | 23186.533
2015-08-11 | 23200.6772 | 23144.3887 | 22588.7216 | 22491.0133 | 22511.6397 | 23000.7794 | 24071.9862 | 25157.3979 | 26229.0022 | 27494.5814 | 28703.2883 | 29213.909 | 29230.1661 | 29185.7829 | 29210.8896 | 29314.3531 | 28559.3963 | 27447.7761 | 26629.2763 | 26034.7227 | 25782.8889 | 25091.6033 | 24380.3433 | 23841.299
2015-08-12 | 23193.5098 | 22465.1867 | 22510.5062 | 22573.8376 | 22465.0016 | 23048.5912 | 24077.552 | 24634.0318 | 26170.8525 | 26632.7645 | 27281.4172 | 28679.1733 | 29230.9532 | 29193.3237 | 29203.512 | 29271.0429 | 28683.9436 | 27508.4092 | 26549.4409 | 26113.5286 | 25640.7252 | 24992.357 | 24526.0555 | 23797.1626
2015-08-13 | 23172.9368 | 22497.8528 | 21894.7246 | 21795.4187 | 22426.7421 | 23057.2931 | 24145.7264 | 24542.4059 | 25606.8085 | 25914.5807 | 27222.1144 | 27974.8539 | 27938.9428 | 27996.4791 | 28025.5922 | 27974.9149 | 27394.8132 | 26218.5225 | 25944.3051 | 24739.354 | 24316.6991 | 24479.8764 | 23818.2933 | 23358.5158
2015-08-14 | 23170.2588 | 22501.0893 | 22535.1244 | 21842.9323 | 21829.4631 | 21730.8569 | 20188.9471 | 19999.6677 | 19639.999 | 20116.1291 | 21429.7265 | 22781.6273 | 23396.5433 | 23431.4626 | 23381.9068 | 23444.3063 | 23473.2295 | 23508.9793 | 23772.2722 | 24134.1783 | 24324.4079 | 23857.8531 | 23153.4608 | 22585.6649
2015-08-15 | 21282.9969 | 21198.0253 | 21159.3523 | 21253.4168 | 21181.7042 | 21041.4897 | 20859.9097 | 20574.3155 | 21055.8735 | 21384.3603 | 22141.9579 | 22092.928 | 22732.9888 | 22790.8685 | 22921.3478 | 22801.3387 | 23465.5108 | 23619.6833 | 23874.0222 | 24057.852 | 24352.4932 | 24387.8488 | 23824.8535 | 23225.7466
2015-08-16 | 21856.6449 | 21196.6504 | 21115.6038 | 21221.1501 | 21734.5805 | 23041.0613 | 23430.0557 | 24521.6607 | 26195.2003 | 27255.7127 | 27943.6703 | 28307.0145 | 28975.8687 | 28975.2661 | 29060.8899 | 29038.336 | 28430.6719 | 27889.2737 | 26879.3332 | 26552.7319 | 25783.4233 | 24521.7213 | 23172.6689 | 22592.3676
2015-08-17 | 22599.3086 | 21913.0216 | 21203.722 | 21210.9993 | 21320.7807 | 21911.4174 | 22859.3035 | 24642.2609 | 26565.6981 | 27402.864 | 28722.0226 | 29355.449 | 29354.424 | 30080.5889 | 30260.2106 | 30260.2106 | 29771.1614 | 28589.9537 | 27529.5414 | 26469.5928 | 25665.5725 | 24502.2385 | 23239.7213 | 22498.4938
2015-08-18 | 22549.9812 | 21926.6844 | 21289.2069 | 21305.0674 | 21277.1863 | 22530.1081 | 22905.796 | 25280.9816 | 27326.2124 | 28356.7967 | 28971.2288 | 29609.984 | 29682.7939 | 29616.4847 | 29027.3752 | 28986.9359 | 28456.3173 | 27273.4226 | 26665.4702 | 26164.574 | 24944.787 | 23850.8791 | 23195.9629 | 22548.7457
2015-08-19 | 22631.8594 | 21959.9527 | 21260.3494 | 21130.318 | 21167.7325 | 22424.4153 | 22791.9983 | 24326.5795 | 25516.4211 | 27249.644 | 27854.6848 | 28570.4346 | 28651.1192 | 28597.4911 | 28616.3702 | 28588.6304 | 28045.9002 | 26850.9587 | 25950.1302 | 25483.9503 | 25650.2479 | 24502.4632 | 23169.2349 | 22496.3089
2015-08-20 | 22548.8178 | 21928.9134 | 21248.0718 | 21175.4672 | 21289.0007 | 22434.615 | 22755.6214 | 23319.3478 | 24648.4166 | 25990.9832 | 26723.1349 | 26732.0291 | 26728.9195 | 27426.1421 | 27449.9058 | 27495.5834 | 26757.3661 | 26321.0921 | 24653.8641 | 24200.744 | 23805.8104 | 23210.2033 | 22648.3638 | 22604.302
2015-08-21 | 21970.6182 | 21267.1619 | 21256.4124 | 21343.7972 | 21247.7325 | 21097.6614 | 20967.7381 | 20658.8476 | 21078.0925 | 21489.5821 | 21551.4076 | 22157.0559 | 22203.9237 | 22118.1011 | 22155.7824 | 22068.185 | 22160.3299 | 22144.6194 | 22580.2467 | 22187.9525 | 22274.5756 | 22474.3973 | 21881.467 | 21179.7045
2015-08-22 | 21228.7504 | 21311.4681 | 20490.8504 | 20571.8885 | 20463.296 | 20409.9569 | 20927.5641 | 20596.4501 | 20354.5815 | 20666.5927 | 21394.9923 | 22053.9829 | 22151.3518 | 22079.3258 | 22835.2581 | 22763.3541 | 22825.781 | 23064.1113 | 23331.4928 | 23418.3195 | 23738.841 | 23101.0972 | 22573.2318 | 21884.253
2015-08-23 | 21192.9918 | 20610.6034 | 20561.7821 | 20586.5459 | 21143.7944 | 22372.3468 | 23424.7362 | 24562.8723 | 25528.2153 | 25979.8686 | 26638.1572 | 27314.2915 | 27314.311 | 27303.298 | 27402.488 | 26649.1649 | 25454.278 | 24774.7297 | 24641.2643 | 24775.1935 | 24406.6393 | 23814.5348 | 23215.0698 | 22566.7061
2015-08-24 | 21878.9621 | 21281.0801 | 21265.1491 | 21195.449 | 21203.232 | 22394.6138 | 23477.3281 | 23894.1905 | 25447.4877 | 26560.0835 | 27241.5442 | 27920.5792 | 27962.7993 | 28614.2277 | 28709.5997 | 27947.6705 | 26681.7588 | 25601.9987 | 25275.5746 | 24857.9936 | 24352.0817 | 23823.9377 | 22508.0402 | 22183.7354
2015-08-25 | 21819.0224 | 21171.0867 | 21223.3676 | 21181.0859 | 21118.107 | 22302.0071 | 23397.1842 | 23894.9382 | 25525.6904 | 26651.3825 | 27280.4877 | 28050.0225 | 28007.2307 | 28596.3677 | 28633.701 | 27945.6015 | 26739.6779 | 25556.06 | 25217.1197 | 24820.3227 | 24259.5253 | 23814.6027 | 22494.492 | 22462.7193
2015-08-26 | 22192.8637 | 21455.2529 | 20874.2333 | 20908.3269 | 20839.8539 | 22070.9877 | 23183.9457 | 24178.4147 | 26301.6948 | 27407.0711 | 28750.9682 | 29236.9295 | 29891.3334 | 30156.2813 | 29967.1395 | 29345.9313 | 28773.241 | 27600.438 | 26608.6358 | 26130.3198 | 24671.2901 | 23500.3826 | 23518.2682 | 23513.5801
2015-08-27 | 22978.2841 | 22216.1407 | 21515.6156 | 21642.5153 | 21511.587 | 23351.9838 | 23790.8333 | 24829.1473 | 26314.6888 | 26758.2736 | 27302.6525 | 27894.2981 | 28707.6488 | 29288.0357 | 29245.6033 | 27962.4187 | 26714.0396 | 25431.8426 | 24566.9139 | 24197.2602 | 23725.4866 | 23192.7721 | 22444.6302 | 21891.9945
2015-08-28 | 21313.7123 | 21237.3131 | 21273.5028 | 21186.6767 | 21168.8482 | 21716.2733 | 21464.8445 | 21297.7067 | 21641.0153 | 21980.2267 | 22608.3606 | 23434.7435 | 24009.1293 | 24042.5995 | 24047.7916 | 24105.5963 | 23492.1061 | 23666.9885 | 23951.1681 | 24161.6494 | 24377.424 | 23860.6875 | 23149.6634 | 22455.3424
2015-08-29 | 21926.6166 | 21788.2148 | 21255.812 | 21271.9477 | 21200.28 | 21007.2517 | 20863.8589 | 20732.9913 | 21034.872 | 20590.2312 | 21996.3315 | 22688.6639 | 22681.1154 | 22724.8751 | 22782.265 | 22740.9618 | 23418.1221 | 23639.4798 | 23987.6439 | 24197.2172 | 23733.3043 | 23126.6932 | 22530.1069 | 21933.3364
2015-08-30 | 21905.1311 | 21145.803 | 21188.6141 | 21173.1316 | 21154.496 | 21693.0838 | 22206.9792 | 21924.9292 | 22309.4774 | 22674.0294 | 23388.4799 | 24009.3403 | 23994.9249 | 24738.6663 | 24628.495 | 24774.9396 | 24734.793 | 25009.5589 | 24543.9879 | 24816.3679 | 24396.6703 | 24466.8114 | 23837.1262 | 23177.4454
2015-08-31 | 21271.4245 | 21237.6998 | 21142.777 | 22484.8555 | 23136.9644 | 24237.9723 | 24754.2795 | 26590.7878 | 27586.7246 | 27945.9465 | 28551.671 | 29251.6446 | 29284.3262 | 29369.4851 | 28619.0839 | 27947.3462 | 27405.163 | 26928.3485 | 26611.9525 | 25988.8462 | 25067.2684 | 24485.2663 | 23778.8641 | 23144.6446
2015-09-01 | 23208.9653 | 22578.1816 | 21817.5503 | 21885.7646 | 21852.7642 | 22328.1773 | 24057.5611 | 25278.8659 | 26274.6737 | 27370.916 | 28112.688 | 28546.3322 | 28546.3322 | 28546.3322 | 28546.3322 | 27992.6423 | 26671.5379 | 25549.1023 | 25216.4342 | 25409.789 | 24943.1231 | 24465.0785 | 23820.6808 | 23156.5252
2015-09-02 | 23236.0777 | 23247.3075 | 22533.0254 | 21808.1252 | 21732.2235 | 22971.5548 | 24058.1361 | 24607.0181 | 26184.808 | 26564.7217 | 27269.4407 | 27960.9147 | 28696.1845 | 29178.3218 | 29178.3218 | 28749.9942 | 27926.3967 | 26841.5078 | 26509.2367 | 26840.0582 | 26364.7486 | 25785.8366 | 25115.929 | 24531.7407
2015-09-03 | 23902.9096 | 23133.5771 | 21808.5984 | 21900.3416 | 22400.4487 | 22992.8818 | 24040.5361 | 24628.7399 | 26237.3616 | 27343.5343 | 27999.8413 | 28510.5586 | 28862.0309 | 29178.3218 | 29178.3218 | 28773.2651 | 27377.251 | 26871.1269 | 26479.2717 | 26115.7228 | 25572.3915 | 25064.4232 | 24404.5878 | 23832.6466
2015-09-04 | 23138.4273 | 22556.5902 | 21843.8803 | 21115.9334 | 21136.7428 | 21058.4149 | 21521.7844 | 21293.6729 | 21673.1232 | 22044.1731 | 22643.6643 | 23288.3037 | 24052.369 | 24007.0804 | 24055.5249 | 24067.4692 | 24084.051 | 24302.9734 | 24626.8464 | 24779.6023 | 24993.905 | 24493.6268 | 23110.3115 | 22519.9899
2015-09-05 | 23179.9408 | 22557.0713 | 21857.1061 | 21732.1904 | 21847.2206 | 22407.9856 | 22158.7962 | 21867.3195 | 22361.7814 | 22050.553 | 22573.8814 | 22653.4695 | 23422.2744 | 23422.3198 | 23344.0046 | 23488.3235 | 23429.9617 | 23593.2658 | 23931.2427 | 24807.7538 | 25029.4622 | 24438.2114 | 23787.6021 | 23146.1562
2015-09-06 | 23514.6983 | 22851.3209 | 22156.8046 | 22171.8474 | 22179.9332 | 23285.0481 | 24408.6365 | 25496.3492 | 26555.2439 | 28302.639 | 29044.11 | 29551.1395 | 29551.1395 | 29551.1395 | 29551.1395 | 29044.9117 | 27668.0394 | 27200.2528 | 26878.8992 | 26469.7088 | 26028.9056 | 24780.0153 | 24189.2677 | 24174.3344
2015-09-07 | 23488.2999 | 22800.3311 | 22158.5696 | 22196.2375 | 22133.2374 | 22710.2527 | 24494.867 | 25522.0794 | 26520.4006 | 27728.2383 | 28978.9982 | 29525.6126 | 29551.1395 | 29531.2206 | 29505.1321 | 28975.7605 | 28284.1195 | 27761.4749 | 27504.8212 | 27053.6997 | 26585.823 | 25539.5243 | 24825.2351 | 24107.5122
2015-09-08 | 24119.4778 | 23450.832 | 22831.609 | 22896.6948 | 22888.5463 | 23394.2585 | 24365.5697 | 25468.4687 | 26540.8933 | 27602.0467 | 28995.0346 | 29555.9436 | 29555.9436 | 29555.9436 | 29555.9436 | 29555.9436 | 29072.0542 | 27833.4926 | 27485.7668 | 27129.6299 | 26658.0437 | 25438.0019 | 24855.2004 | 24822.5045
2015-09-09 | 24232.793 | 23543.0817 | 22815.3826 | 22838.908 | 23532.706 | 24706.2958 | 25169.998 | 26824.6291 | 27785.6538 | 28308.3311 | 28930.4402 | 29685.7245 | 30220.486 | 30220.486 | 30220.486 | 30220.486 | 29747.8125 | 28553.7176 | 27506.75 | 27036.1047 | 26710.0309 | 25457.3413 | 24833.0115 | 24329.6273
2015-09-10 | 24202.5777 | 24075.0836 | 23428.9426 | 23533.7773 | 23467.2005 | 24572.2607 | 24990.1491 | 26903.7618 | 27827.2411 | 28314.3895 | 29576.8297 | 30220.486 | 30220.486 | 30130.9064 | 30194.8568 | 29595.1668 | 28995.9695 | 27896.1487 | 26858.8264 | 27050.1309 | 26006.8103 | 25318.4511 | 24805.7909 | 24808.6925
2015-09-11 | 24776.7794 | 24144.4405 | 23532.8853 | 22844.9526 | 22989.2014 | 23381.6892 | 23121.5305 | 22881.2213 | 23217.8752 | 23553.5245 | 24313.7981 | 24295.1676 | 24415.8133 | 24400.9037 | 24348.3941 | 25036.5173 | 25058.2773 | 25330.4314 | 26341.8065 | 26403.9647 | 26677.8186 | 26792.7612 | 26096.8328 | 25434.3228
2015-09-12 | 24769.6843 | 24166.2108 | 23450.0784 | 22866.8995 | 23457.7903 | 23327.3349 | 23181.4255 | 22282.9889 | 22646.3793 | 23044.2045 | 23583.7982 | 24402.0955 | 24328.1597 | 24987.458 | 25023.7166 | 25671.3347 | 25704.887 | 25948.5959 | 26212.9382 | 26432.8662 | 26629.2892 | 26175.4509 | 25452.4087 | 24852.5483
2015-09-13 | 24190.547 | 23560.7043 | 22894.6766 | 22784.4861 | 23525.2254 | 24717.0794 | 25101.3903 | 26853.1899 | 27856.8257 | 29017.0669 | 29629.5655 | 30131.8689 | 30546.6882 | 30789.321 | 30789.321 | 30311.8411 | 29619.2594 | 29202.6851 | 28880.3908 | 28497.2659 | 27264.0568 | 26037.4574 | 25507.4718 | 24775.9778
2015-09-14 | 24134.7451 | 23488.0983 | 22825.7543 | 22829.1043 | 23472.9047 | 24051.6869 | 25093.9708 | 26935.2984 | 28574.3385 | 28945.4005 | 29595.9671 | 30251.0436 | 30210.502 | 30231.5565 | 30277.7083 | 30289.9655 | 29550.8246 | 28493.0178 | 27489.2206 | 27138.3265 | 26697.5122 | 26084.0693 | 25455.546 | 24781.2464
2015-09-15 | 24109.272 | 23436.4315 | 22827.5305 | 22803.0351 | 22736.682 | 23978.3555 | 25072.4781 | 26820.3824 | 27869.8423 | 28946.1423 | 29570.0148 | 30169.5677 | 30218.1272 | 30256.3818 | 30307.2615 | 30331.0505 | 29621.2759 | 29092.0007 | 28876.8531 | 28341.9793 | 27969.6793 | 26711.2777 | 25493.3198 | 24799.9823
2015-09-16 | 24156.8141 | 23523.4578 | 22907.7032 | 22821.0752 | 22916.9164 | 24008.4252 | 25837.8439 | 26883.9314 | 27801.3257 | 28884.4369 | 29576.2053 | 30132.1792 | 30183.7124 | 30235.4742 | 30199.81 | 30304.6696 | 30344.9681 | 29894.1308 | 29525.0873 | 28317.5097 | 27342.75 | 26648.0597 | 26093.5588 | 25458.9716
2015-09-17 | 24780.0815 | 24123.204 | 23509.1102 | 23600.8883 | 24076.0094 | 24679.0307 | 25077.9481 | 26786.0259 | 27876.3512 | 28330.9798 | 28902.8035 | 29575.8643 | 29617.6478 | 30373.9095 | 30863.5479 | 30863.5479 | 30476.3504 | 30003.0689 | 29015.7655 | 28085.8275 | 27254.5882 | 26027.3295 | 25337.5764 | 24823.2914
2015-09-18 | 24211.6679 | 23594.9298 | 22822.811 | 22762.7168 | 22826.6112 | 22568.7609 | 22521.286 | 22230.8372 | 22326.2565 | 22793.9138 | 23086.2631 | 23800.1364 | 23973.9102 | 24500.4725 | 25104.6132 | 25200.0873 | 25134.9824 | 25414.7604 | 25704.2104 | 25981.7746 | 25711.9174 | 25439.9119 | 24773.1819 | 24184.1196
2015-09-19 | 23631.3845 | 22809.5275 | 22148.4457 | 22181.5023 | 22265.8342 | 22010.6822 | 21871.6358 | 21641.6324 | 21705.4478 | 22040.2734 | 23053.0183 | 23826.4237 | 24577.9795 | 24626.4288 | 24526.5476 | 25210.2905 | 25217.7285 | 25425.236 | 25625.2245 | 25946.1119 | 25118.6039 | 24790.0369 | 24142.5005 | 23511.1588
2015-09-20 | 22777.877 | 22208.3437 | 22163.9326 | 22163.7484 | 22201.93 | 23975.8403 | 25732.1933 | 27513.777 | 28614.1091 | 29934.7786 | 31008.6709 | 31992.4627 | 32755.4231 | 32894.5218 | 32894.5218 | 32894.5218 | 32846.4149 | 31887.9141 | 30940.6584 | 30296.9164 | 29317.7765 | 28481.0735 | 27368.2581 | 25812.0393
2015-09-21 | 24211.0621 | 23608.1766 | 22862.9201 | 22851.8938 | 22841.4745 | 23939.8412 | 25833.7956 | 27477.4803 | 28876.4661 | 30354.437 | 31655.5095 | 32244.7088 | 32934.836 | 32934.836 | 32934.836 | 32934.836 | 32934.836 | 32395.8104 | 30963.3728 | 29778.3297 | 28634.6669 | 27384.3893 | 26092.9096 | 24795.5972
2015-09-22 | 23537.1774 | 22905.6301 | 22885.2813 | 22661.3061 | 22554.4012 | 23624.9086 | 25493.4001 | 27234.643 | 28247.3499 | 29609.819 | 30639.1343 | 31802.5635 | 32262.8982 | 32328.5741 | 32266.3272 | 32314.5648 | 31745.6175 | 30659.0132 | 30186.9144 | 29150.4122 | 28349.4605 | 26470.4699 | 25105.6513 | 24536.7802
2015-09-23 | 23865.8067 | 23243.9576 | 22584.0727 | 22617.2879 | 22573.9323 | 24433.1352 | 25415.5458 | 26552.5374 | 27632.1794 | 28691.1231 | 29828.7096 | 30598.6065 | 31245.0958 | 31508.4357 | 31309.1765 | 31330.2746 | 30687.0882 | 30203.7939 | 29863.8837 | 29036.7814 | 28008.715 | 26826.112 | 25408.4497 | 24797.2676
2015-09-24 | 24217.2699 | 23530.0141 | 22818.2785 | 22800.0789 | 22917.433 | 23960.6242 | 26378.2168 | 27520.817 | 27796.3495 | 28256.8505 | 28724.0454 | 29562.995 | 29584.5153 | 30398.4047 | 30159.9652 | 30379.9717 | 29999.2819 | 28889.3915 | 28585.9457 | 27712.8035 | 26725.7063 | 25405.6437 | 24748.9644 | 24228.2889
2015-09-25 | 23471.6371 | 22973.0619 | 22859.6965 | 22761.2363 | 22799.8766 | 23398.2619 | 23782.4864 | 23533.3176 | 23344.5105 | 24056.0974 | 24714.1485 | 25494.8566 | 25415.8102 | 25620.182 | 26321.4867 | 26395.1482 | 26351.5557 | 26566.716 | 26874.5987 | 26443.736 | 26060.1807 | 25401.6988 | 24777.5746 | 24278.2879
2015-09-26 | 24075.0745 | 24229.2192 | 23529.6165 | 22875.3243 | 22811.8477 | 23302.6459 | 23155.7778 | 22939.9411 | 22593.124 | 22962.6688 | 23611.6752 | 24487.0204 | 24371.279 | 24452.6782 | 25049.7524 | 25062.8001 | 25101.5286 | 25944.1015 | 26927.9414 | 27046.2275 | 26583.5502 | 26120.5286 | 25465.1231 | 24781.9328
2015-09-27 | 24113.0213 | 23439.6358 | 22821.8415 | 22783.3187 | 22800.1457 | 24051.3732 | 25132.0942 | 26839.1843 | 27885.0309 | 28882.6952 | 29521.4251 | 30222.3655 | 30261.6687 | 30338.6416 | 30278.1552 | 30291.0131 | 29613.2032 | 29254.9578 | 28816.5092 | 28038.7461 | 27207.6582 | 26776.3162 | 26123.569 | 25469.0906
2015-09-28 | 24851.2263 | 24168.4227 | 23568.2121 | 23450.2927 | 23455.4533 | 24687.0084 | 25771.5173 | 26922.9525 | 28470.2808 | 29547.5906 | 30170.885 | 30140.9677 | 30967.9169 | 30892.9479 | 30931.8627 | 30293.595 | 30298.5676 | 30534.1833 | 30199.3826 | 29023.1729 | 27884.1612 | 27399.8201 | 26147.5802 | 25487.0839
2015-09-29 | 24842.8337 | 24212.4297 | 23477.8418 | 23509.3233 | 23467.4317 | 24666.5116 | 25666.7345 | 26801.066 | 27949.3539 | 28211.8291 | 28918.4774 | 29595.4433 | 30243.4038 | 30160.3204 | 30163.2286 | 30299.1889 | 30255.3834 | 29760.001 | 30155.9216 | 29812.4718 | 28639.3025 | 27402.4146 | 26145.6743 | 25532.3827
2015-09-30 | 24872.4509 | 24082.4445 | 23540.9702 | 23409.9334 | 23506.9995 | 24590.6318 | 25674.8787 | 26849.3451 | 27895.4 | 28890.2691 | 29532.0039 | 30221.3148 | 30301.1383 | 30229.7191 | 30288.769 | 30282.2968 | 29660.6811 | 29192.6684 | 28898.5082 | 28279.1573 | 27927.5327 | 27367.4393 | 26073.4659 | 25474.868
2015-10-01 | 24846.8568 | 24173.6205 | 23544.473 | 22910.737 | 23480.4663 | 23984.7897 | 25806.3983 | 26771.4934 | 27818.2003 | 28984.0175 | 29743.3643 | 30207.2593 | 30207.2593 | 30207.2593 | 30207.2593 | 30207.2593 | 29677.7244 | 29019.4107 | 28130.913 | 27801.3526 | 27241.9711 | 26156.4576 | 24865.7221 | 24151.8116
2015-10-02 | 22925.9424 | 22196.3853 | 22192.6248 | 22184.9345 | 22131.7574 | 22017.4198 | 22525.7342 | 22253.1899 | 22708.5504 | 23069.5119 | 23658.9572 | 24369.7491 | 24406.6252 | 24398.48 | 25006.6438 | 25149.5509 | 24989.4377 | 25199.8845 | 25498.6737 | 25754.8335 | 25327.4647 | 24799.3629 | 24140.521 | 23528.2584
2015-10-03 | 22762.684 | 22867.3433 | 22185.5601 | 22168.089 | 22252.3915 | 22639.2426 | 22482.8291 | 22307.6847 | 22610.0081 | 22418.1202 | 23028.8328 | 23718.4905 | 24455.0603 | 25048.8061 | 25089.9635 | 25071.426 | 24934.3046 | 25205.5324 | 25596.6555 | 25814.2698 | 25308.2579 | 24826.6181 | 24086.4362 | 23439.426
2015-10-04 | 22847.6994 | 22159.5397 | 22233.394 | 22220.1847 | 22126.315 | 23322.6168 | 25170.0401 | 25482.1033 | 26566.5343 | 28200.6297 | 28929.4129 | 29477.5938 | 29572.2961 | 29518.26 | 28958.3685 | 28348.624 | 27693.259 | 27226.5094 | 26875.4445 | 26480.7471 | 25922.3514 | 25498.1987 | 24088.7025 | 23518.3329
2015-10-05 | 22844.7645 | 22108.4442 | 21446.4795 | 21566.9729 | 21500.1404 | 22604.8173 | 23880.7822 | 24865.8866 | 26552.2654 | 28346.6557 | 29574.1732 | 30189.3005 | 30207.2593 | 30207.2593 | 29581.2341 | 27698.8998 | 25859.594 | 24722.3446 | 24170.275 | 22824.2135 | 21808.2226 | 21297.5726 | 21214.2755 | 21264.5236
2015-10-06 | 21292.5156 | 21231.7882 | 21277.0968 | 21252.9513 | 21912.5459 | 22422.8524 | 24136.5124 | 25339.7664 | 26287.1429 | 27340.7828 | 28606.5851 | 29608.6066 | 30123.8414 | 30312.6656 | 30312.6656 | 30312.6656 | 29752.9255 | 29189.7465 | 28812.1625 | 28732.0201 | 27882.717 | 26644.7352 | 25377.793 | 24727.4484
2015-10-07 | 24222.5462 | 23599.8004 | 22846.3816 | 22888.0413 | 23391.9456 | 24641.1726 | 25073.2693 | 26931.3337 | 27952.5964 | 28879.214 | 29550.2583 | 30266.2184 | 30860.8484 | 30860.8484 | 30860.8484 | 30860.8484 | 30387.4243 | 29888.6323 | 28487.546 | 27082.1944 | 25939.8164 | 25496.0407 | 24853.7795 | 24128.4479
2015-10-08 | 23482.2346 | 22846.4379 | 22861.204 | 23504.4214 | 23425.6017 | 24610.1938 | 25777.7176 | 26837.6429 | 27809.9979 | 28928.3996 | 29691.2297 | 30239.0819 | 30832.379 | 30853.6349 | 30860.8484 | 30338.8097 | 29542.2896 | 27866.2489 | 26840.0852 | 26395.891 | 26014.0685 | 25415.1849 | 24775.8449 | 24797.564
2015-10-09 | 24181.8097 | 23458.4793 | 22798.6816 | 22887.9248 | 22758.2415 | 23383.5437 | 23145.2102 | 23006.4294 | 23206.5069 | 23641.1056 | 24222.9465 | 24970.1194 | 25653.8223 | 26347.6135 | 26367.1707 | 26365.2155 | 26354.4809 | 26613.3392 | 26819.7323 | 27091.4998 | 27251.3799 | 26753.277 | 26145.8724 | 25460.3979
2015-10-10 | 24073.6536 | 23579.4488 | 22772.4159 | 22846.0984 | 22689.7098 | 23288.0893 | 23145.6272 | 22913.6484 | 23294.2141 | 23659.4007 | 24331.5354 | 25171.2759 | 25647.8568 | 26398.3873 | 26383.5689 | 26348.3936 | 26476.9907 | 26571.9443 | 26893.7893 | 26428.5102 | 25951.2875 | 25450.6321 | 24763.3101 | 24128.0231
2015-10-11 | 24123.4191 | 23552.0051 | 22711.0057 | 22823.37 | 23582.7058 | 24645.3162 | 25095.6815 | 26805.2979 | 27752.0523 | 28930.0068 | 29595.8817 | 30239.248 | 30576.6803 | 30860.8484 | 30860.8484 | 30860.8484 | 30374.5632 | 29127.3867 | 28852.3334 | 27755.4206 | 27376.6519 | 26009.649 | 25513.5489 | 24846.0882
2015-10-12 | 24216.1942 | 23462.9261 | 22870.1797 | 22920.3619 | 23439.5381 | 24677.1105 | 25797.4799 | 27483.9984 | 29198.8993 | 30291.7943 | 30884.7538 | 30884.7538 | 30884.7538 | 30884.7538 | 30884.7538 | 30884.7538 | 30349.8836 | 29137.8838 | 28136.5994 | 27758.4263 | 27344.9426 | 26824.3232 | 26112.6092 | 25473.4759
2015-10-13 | 24735.145 | 24212.9346 | 23549.9561 | 22793.7643 | 22864.9276 | 24013.0681 | 24953.4467 | 26747.3382 | 28562.7418 | 29593.4823 | 30258.2982 | 30884.7538 | 30884.7538 | 30866.7019 | 30884.7538 | 30884.7538 | 30285.9653 | 29906.5196 | 29564.828 | 28388.7093 | 27307.0613 | 26763.8454 | 26048.0218 | 25402.0447
2015-10-14 | 24239.9293 | 23561.5756 | 22820.7081 | 22864.5789 | 23476.9155 | 24532.5146 | 25728.2632 | 26801.396 | 27772.8767 | 28878.6152 | 30263.0988 | 30884.7538 | 30884.7538 | 30884.7538 | 30865.7531 | 30884.7538 | 30304.9263 | 29812.5284 | 29468.2687 | 29098.1343 | 27954.0877 | 27436.4641 | 26135.1407 | 25397.6174
2015-10-15 | 24144.9819 | 23467.3678 | 22961.891 | 22934.0441 | 23426.3489 | 23957.8699 | 24422.4602 | 25508.362 | 26548.471 | 27717.2496 | 28964.5089 | 29643.6556 | 30196.8705 | 30874.5702 | 30884.7538 | 30884.7538 | 30311.9223 | 29868.7088 | 29397.039 | 29080.435 | 27918.5218 | 26741.4016 | 26125.4398 | 25507.229
2015-10-16 | 24848.7065 | 24186.1813 | 23464.007 | 22812.2572 | 22820.9051 | 22668.4217 | 22459.221 | 22999.6042 | 23246.9423 | 23956.9922 | 24926.4442 | 25613.195 | 26231.1578 | 26584.8491 | 27060.5906 | 26996.868 | 27019.8657 | 27220.64 | 27519.7964 | 27132.029 | 26590.8188 | 26121.3393 | 25364.1443 | 24844.1365
2015-10-17 | 24110.3731 | 23487.5188 | 22777.3606 | 22864.6564 | 22843.1619 | 22660.2489 | 21823.4018 | 21626.5453 | 22670.6873 | 23699.5786 | 24960.1007 | 25636.7702 | 25950.6299 | 26407.354 | 26976.8549 | 26997.3193 | 26968.655 | 27194.1342 | 27582.9545 | 27496.7358 | 27316.3249 | 26746.7159 | 26025.4619 | 25425.545
2015-10-18 | 24860.0586 | 24221.727 | 23488.7714 | 23502.0335 | 23418.9151 | 24576.2838 | 25759.8404 | 26950.2362 | 27805.5732 | 28977.8998 | 29659.2374 | 30303.3522 | 30945.5757 | 31424.1262 | 31424.1262 | 31051.7852 | 30259.2834 | 29879.8111 | 29391.8369 | 29034.6368 | 27948.6559 | 27387.9518 | 26755.3131 | 26068.6718
2015-10-19 | 24822.2476 | 23442.9525 | 22848.2139 | 22815.5123 | 23535.961 | 24644.6572 | 26381.0948 | 28184.3502 | 29201.0582 | 29584.5787 | 30286.472 | 30987.3424 | 31494.3006 | 31494.3006 | 31494.3006 | 31494.3006 | 30990.3714 | 29798.7993 | 29587.2961 | 28371.4358 | 27261.1809 | 26801.5728 | 25407.0091 | 24799.5459
2015-10-20 | 24231.8901 | 23485.6291 | 22877.0422 | 22832.7469 | 23535.8977 | 24633.8101 | 25748.1036 | 26207.4467 | 27152.1841 | 28228.6212 | 29563.8254 | 30234.9463 | 30857.5291 | 30870.8771 | 30964.8185 | 31032.6496 | 30328.6332 | 29882.9191 | 29469.9555 | 29111.9415 | 28696.792 | 27398.2301 | 26069.2227 | 24806.0145
2015-10-21 | 24141.8498 | 23547.0953 | 22848.9766 | 23516.9451 | 23471.187 | 24708.8325 | 25657.0946 | 26837.9176 | 27896.2885 | 28883.3092 | 29583.2889 | 30322.9721 | 30768.8492 | 30917.1378 | 30858.6929 | 30947.7782 | 30341.7521 | 29899.8384 | 29456.7606 | 29141.743 | 27934.5961 | 27346.8613 | 26133.453 | 25468.6481
2015-10-22 | 24785.5504 | 24155.2103 | 23457.8748 | 22949.3486 | 22853.642 | 24653.2731 | 26337.2845 | 27471.2604 | 28511.2519 | 29634.7111 | 30313.5306 | 30830.1176 | 30765.8939 | 30839.1716 | 30960.906 | 31026.2053 | 30298.1451 | 29939.1174 | 29529.4178 | 29127.8362 | 27918.269 | 27429.919 | 26763.3049 | 25540.4874
2015-10-23 | 24784.5143 | 24188.0066 | 23419.9047 | 22877.246 | 22761.9946 | 23375.0847 | 24414.1271 | 24873.9975 | 25165.8427 | 25620.0259 | 26171.3254 | 26375.1437 | 26311.1664 | 26304.7735 | 26398.9527 | 26323.3732 | 26299.5501 | 26587.5932 | 26850.6305 | 26448.331 | 25959.4158 | 25403.515 | 24841.6214 | 24230.6788
2015-10-24 | 23614.7912 | 23592.9331 | 23466.7212 | 22820.7204 | 22851.5183 | 22682.9574 | 23125.6334 | 22889.6498 | 22545.4262 | 23710.7294 | 24315.1474 | 25037.2622 | 25592.634 | 26329.2729 | 26374.4977 | 26362.7519 | 26375.04 | 26613.4316 | 26928.2983 | 27080.3591 | 26503.9723 | 26064.5101 | 25456.9049 | 24775.872
2015-10-25 | 24805.8326 | 24791.0002 | 24080.9998 | 23387.3997 | 23469.6403 | 24546.8304 | 25682.0617 | 26762.5177 | 28501.7676 | 29581.7419 | 30318.4473 | 30943.1538 | 30845.3529 | 30917.3669 | 30880.6628 | 30973.1715 | 30332.7513 | 29879.3709 | 29565.7076 | 29139.9967 | 27976.6291 | 26720.8541 | 26168.1828 | 25503.9846
2015-10-26 | 24741.8675 | 24104.3958 | 23532.2356 | 23498.5088 | 23556.4817 | 24572.1402 | 25686.937 | 26883.0277 | 28387.5125 | 29458.6062 | 30243.2159 | 30903.9104 | 30804.8585 | 30863.9089 | 30876.9238 | 30899.0651 | 30254.3659 | 29793.8635 | 29536.5765 | 29014.9816 | 27998.3789 | 27457.2989 | 26077.6378 | 25510.6413
2015-10-27 | 25522.8777 | 24890.4324 | 24797.1368 | 24152.2359 | 23428.2022 | 23298.1479 | 24472.9661 | 25529.1628 | 26604.3421 | 28243.3297 | 29605.69 | 30276.0598 | 30866.723 | 30814.6635 | 30956.3067 | 30979.3893 | 30217.0255 | 29817.4445 | 29488.9107 | 29056.8201 | 27953.7069 | 26755.4426 | 26102.3105 | 25509.0806
2015-10-28 | 24823.5658 | 24137.317 | 23403.4055 | 22793.3506 | 22923.5001 | 24624.4526 | 26404.2873 | 27508.0043 | 28576.7398 | 29649.4072 | 30308.7288 | 30795.3334 | 30828.744 | 30904.7803 | 30934.7028 | 30943.0336 | 30237.6204 | 29867.1061 | 29403.6214 | 28994.6649 | 27872.2337 | 27346.0059 | 26092.0576 | 25496.9722
2015-10-29 | 24151.3934 | 23521.97 | 22861.2044 | 22883.3913 | 23477.0601 | 24022.979 | 25809.1924 | 26815.6686 | 27890.6897 | 28971.4858 | 29721.3873 | 30232.9194 | 30859.9911 | 30801.2441 | 30869.0142 | 30317.0692 | 29654.1438 | 28493.0195 | 28148.9137 | 27840.7839 | 27217.206 | 26078.9734 | 25448.7552 | 24835.0487
2015-10-30 | 24848.159 | 24130.0889 | 23449.9354 | 23505.5994 | 23498.3312 | 23957.441 | 23802.8164 | 24254.4249 | 24529.2146 | 25067.3698 | 25659.2185 | 25699.7095 | 26291.9096 | 26291.7546 | 26356.1081 | 26399.6496 | 26359.2985 | 25910.7597 | 26231.196 | 25729.3651 | 25381.0037 | 24818.6755 | 24734.4018 | 24142.1119
2015-10-31 | 23560.4298 | 23427.616 | 23563.5747 | 23515.4008 | 23548.5323 | 23310.4239 | 23724.285 | 23539.1377 | 23289.6605 | 23669.7656 | 24269.6904 | 25043.9559 | 25126.7639 | 25029.2125 | 25741.7613 | 25789.328 | 25720.9853 | 25859.4652 | 26108.0827 | 26413.0132 | 25942.171 | 26086.3172 | 25476.8885 | 24779.8468
2015-11-01 | 24790.4592 | 24111.8202 | 24151.7969 | 23461.7465 | 23531.2033 | 24647.1847 | 24988.2846 | 26204.6579 | 27989.717 | 28874.9996 | 29603.1431 | 30249.3464 | 30868.4099 | 30868.4099 | 30868.4099 | 30868.4099 | 30349.0829 | 29825.0769 | 29450.406 | 28406.1848 | 27354.5647 | 26724.0638 | 25410.1771 | 24826.3554
2015-11-02 | 24174.7319 | 23571.6677 | 23507.5175 | 22798.7319 | 22779.1315 | 23970.8573 | 25730.9498 | 26874.7305 | 27909.6089 | 29086.7184 | 29568.354 | 30162.4807 | 30369.7996 | 30868.4099 | 30868.4099 | 30868.4099 | 30374.7436 | 29847.1778 | 29474.7879 | 29056.3787 | 27902.4866 | 26641.2469 | 25391.5347 | 24844.1075
2015-11-03 | 24153.6542 | 23485.2987 | 22803.5557 | 22809.5534 | 22777.1627 | 23286.9592 | 25090.3809 | 26185.9419 | 27875.0103 | 29000.3559 | 29582.8533 | 30265.9992 | 30193.1824 | 30794.3164 | 30868.4099 | 30336.1364 | 30196.181 | 29839.7815 | 29443.9099 | 28372.3879 | 27332.2879 | 26035.4766 | 25570.2648 | 24845.329
2015-11-04 | 24140.282 | 24151.6779 | 23522.2066 | 22777.3956 | 22777.1835 | 22655.599 | 23134.0432 | 24173.2821 | 25291.7531 | 27573.3014 | 28826.1164 | 29522.3377 | 30286.5593 | 30912.5797 | 31407.2704 | 31628.0723 | 31805.9468 | 31805.9468 | 31805.9468 | 31683.6444 | 30521.168 | 30013.3669 | 28002.8152 | 27350.2604
2015-11-05 | 26152.3568 | 25480.4512 | 24805.5633 | 24113.0599 | 24836.0557 | 25924.8022 | 27746.7254 | 28826.3404 | 29231.9716 | 29558.5871 | 30124.9041 | 30845.3006 | 30865.1227 | 30912.4763 | 30975.8489 | 30251.3206 | 28987.8019 | 28599.6044 | 28209.121 | 27088.5273 | 25945.497 | 24698.549 | 24021.0445 | 23483.6181
2015-11-06 | 23552.1242 | 22911.7655 | 22853.733 | 22216.1356 | 22163.0085 | 22067.5061 | 21824.9023 | 21674.5518 | 21974.6101 | 22348.0475 | 23051.1834 | 23811.9973 | 24328.8419 | 24379.8123 | 24482.557 | 24531.9849 | 25067.7084 | 25261.3902 | 25596.522 | 25114.9175 | 24976.0031 | 24765.0614 | 24121.27 | 23855.8856
2015-11-07 | 23447.549 | 22860.5445 | 22500.3454 | 22067.0261 | 22147.5579 | 22048.4277 | 22496.8209 | 22160.5807 | 21971.5443 | 21672.5365 | 22357.0559 | 23038.7547 | 23053.1623 | 23723.1449 | 23759.4533 | 23751.9121 | 24356.1075 | 25293.7212 | 25561.5881 | 25726.18 | 25401.9281 | 24763.3064 | 24091.932 | 23505.8194
2015-11-08 | 22918.431 | 22186.869 | 21568.8313 | 21438.0637 | 21520.7881 | 22058.8261 | 23746.2538 | 25541.7375 | 26511.897 | 28128.0905 | 29458.8781 | 30187.6436 | 30880.3288 | 30920.5232 | 30964.7865 | 30940.6483 | 30335.3947 | 29887.7412 | 29282.7533 | 28343.9287 | 27332.6366 | 26060.962 | 24879.4135 | 24141.04
2015-11-09 | 23523.4978 | 22810.3011 | 22067.8331 | 22181.1229 | 22221.5819 | 22669.8683 | 24501.9731 | 25539.6503 | 27209.9362 | 28175.3991 | 28898.0713 | 29563.6573 | 30229.9374 | 30878.8688 | 30866.6108 | 30294.4427 | 29668.2705 | 29187.0341 | 28868.9313 | 28421.3617 | 27294.2178 | 26048.171 | 24814.3948 | 24147.5624
2015-11-10 | 23504.254 | 22882.0654 | 22198.0775 | 22196.2181 | 22161.849 | 22801.2168 | 24441.6945 | 25537.3232 | 27181.4377 | 28251.3693 | 28236.651 | 29005.7684 | 29684.9274 | 30295.8405 | 30323.4037 | 30281.7546 | 29643.3233 | 29186.8832 | 28809.9775 | 28433.1003 | 27347.6547 | 26137.4129 | 24802.7827 | 24114.6151
2015-11-11 | 23436.6318 | 23401.6405 | 22895.335 | 22785.4831 | 22838.3887 | 24002.9156 | 25086.5328 | 26163.4311 | 27167.5327 | 28199.1834 | 28931.7797 | 29608.0552 | 29654.4697 | 30319.4874 | 30238.221 | 30182.2034 | 30268.9816 | 29887.6257 | 28854.9236 | 28422.9724 | 27256.3424 | 26010.6183 | 24768.7468 | 24212.7404
2015-11-12 | 23503.1952 | 23447.3067 | 22833.3913 | 22859.7467 | 22707.1544 | 23285.301 | 25724.8226 | 26852.8807 | 27795.4149 | 28832.8357 | 29541.902 | 30120.5396 | 30325.6734 | 30248.2492 | 30250.8734 | 29720.3301 | 28933.6253 | 28529.1251 | 28265.8061 | 27100.4189 | 26570.0395 | 26131.5311 | 25439.2002 | 24799.8294
2015-11-13 | 24165.709 | 23542.8721 | 22871.8313 | 22895.8757 | 22789.5454 | 22630.5466 | 22566.4103 | 22903.9351 | 23292.7251 | 23655.1593 | 24261.5836 | 24344.9528 | 24238.777 | 25015.4479 | 25086.4813 | 25056.6172 | 24974.6379 | 24558.0001 | 25000.5432 | 24772.2544 | 24703.4992 | 24120.979 | 24045.3874 | 23451.3856
2015-11-14 | 23521.2458 | 23528.3993 | 23466.2811 | 22867.1118 | 22769.5954 | 22699.2692 | 23143.8838 | 22921.7259 | 22594.0998 | 23141.7136 | 23602.7932 | 24299.9015 | 24372.1387 | 24410.3477 | 25023.6584 | 25016.1302 | 25046.0015 | 25248.4181 | 25597.6322 | 25690.9829 | 25329.3918 | 25428.5411 | 24756.1047 | 24166.924
2015-11-15 | 24147.3619 | 23442.2138 | 23504.6932 | 22754.7549 | 22790.9668 | 23973.9849 | 25778.9245 | 26891.2524 | 28453.2168 | 29553.6275 | 30112.03 | 30212.8208 | 30231.8748 | 30216.9247 | 30177.2 | 30284.5389 | 30323.2006 | 29817.7341 | 29460.6208 | 28990.9646 | 27954.1064 | 26779.9305 | 25497.1572 | 24763.7247
2015-11-16 | 24215.4917 | 23532.9067 | 23140.2914 | 22796.3964 | 22784.8263 | 22625.6778 | 23165.7697 | 24873.2852 | 25818.7239 | 27619.7139 | 28886.0642 | 29506.9821 | 30238.1195 | 30325.9496 | 30166.702 | 30348.4952 | 30323.226 | 29781.9771 | 30159.1455 | 29689.8504 | 29209.611 | 28732.361 | 27994.6272 | 26782.317
2015-11-17 | 25553.8508 | 24835.7916 | 24206.4383 | 23443.3653 | 22801.8193 | 22659.2676 | 23157.9495 | 24822.7896 | 25824.0427 | 27536.2364 | 28907.3926 | 29635.94 | 30345.4735 | 30227.1085 | 30194.3 | 30311.7329 | 30265.1562 | 29915.4357 | 30196.6628 | 29691.9251 | 29273.2861 | 28863.8939 | 28015.7665 | 26761.6762
2015-11-18 | 25537.6308 | 24099.9719 | 23519.553 | 23469.1182 | 22798.3582 | 22599.8351 | 23142.6228 | 23584.9075 | 25260.293 | 26199.0647 | 27571.6635 | 28330.9554 | 28939.2286 | 28967.7244 | 29008.5104 | 28986.2208 | 28936.7486 | 29094.2682 | 28848.6348 | 28415.3836 | 27971.6936 | 26678.4383 | 26120.8092 | 25509.3164
2015-11-19 | 24810.7907 | 24155.5981 | 23564.8522 | 23452.4916 | 22855.8119 | 22721.2107 | 23116.9968 | 23606.0495 | 25198.5577 | 26209.8262 | 27565.5008 | 28348.097 | 28920.9789 | 28920.775 | 28919.8479 | 28972.2017 | 29030.089 | 29207.0487 | 28840.9851 | 28412.6347 | 27875.8387 | 26787.8115 | 26111.1453 | 25396.8232
2015-11-20 | 24185.9672 | 23586.1603 | 23493.9678 | 23443.9751 | 22894.7288 | 22784.6256 | 22574.0842 | 22251.9211 | 22670.8738 | 22388.3967 | 22953.2634 | 23106.4959 | 23755.2718 | 24344.3996 | 24377.3247 | 24325.4417 | 24482.9381 | 25270.0063 | 25541.1994 | 25825.4872 | 25981.6611 | 25496.8847 | 24828.167 | 24153.3233
2015-11-21 | 23536.3919 | 23481.3798 | 22839.9592 | 22928.4203 | 22746.173 | 22728.0452 | 22481.9551 | 23001.9105 | 22677.9329 | 23002.7843 | 22879.6223 | 23118.0346 | 23674.4681 | 24042.1611 | 24332.297 | 24371.0814 | 25175.1185 | 25283.6981 | 25576.2011 | 25805.6814 | 26026.5177 | 25476.3182 | 25488.6377 | 24824.4319
2015-11-22 | 24138.097 | 23438.6785 | 23185.1554 | 22816.2762 | 22910.5669 | 23324.2331 | 24399.8667 | 25520.4526 | 27207.9483 | 28226.3051 | 29471.8506 | 30207.2389 | 30356.7068 | 30303.5857 | 30370.8798 | 30232.9054 | 30241.0874 | 30480.3227 | 30105.1195 | 29633.2975 | 28589.9096 | 27411.8368 | 26078.7767 | 25426.261
2015-11-23 | 24168.6126 | 23513.9936 | 23568.4753 | 22825.3033 | 22887.0772 | 23404.4491 | 25075.9177 | 26162.5275 | 27220.2468 | 28262.5439 | 28846.8799 | 29544.9284 | 30323.5168 | 30248.2192 | 30255.2723 | 30288.4052 | 30211.1874 | 30427.6953 | 30176.0887 | 29734.3241 | 28709.1596 | 27432.6673 | 26213.9021 | 25465.1557
2015-11-24 | 24792.8322 | 24131.1793 | 23376.5484 | 22847.2427 | 22827.6068 | 23358.9813 | 24518.3451 | 25625.0674 | 27336.3858 | 28322.0338 | 29530.9638 | 30178.4281 | 30382.8695 | 30273.0159 | 30222.0584 | 30284.2965 | 30294.0431 | 30465.5376 | 30797.0449 | 30310.6225 | 29261.301 | 27915.5487 | 26088.4041 | 25492.779
2015-11-25 | 24172.6248 | 23488.1205 | 23412.2281 | 22746.3135 | 22901.9296 | 23233.1918 | 25136.8602 | 26842.5677 | 27828.6662 | 28926.4061 | 29463.4026 | 30155.6866 | 30290.9547 | 30265.4121 | 30278.5267 | 30276.0517 | 30307.2711 | 30432.3746 | 30227.5458 | 29705.6951 | 28568.6827 | 26787.9384 | 25486.4181 | 24754.8499
2015-11-26 | 24249.6888 | 23526.564 | 22906.2623 | 22122.7118 | 22182.0326 | 23328.8205 | 25143.983 | 26233.5449 | 27221.0738 | 28191.2939 | 28805.1359 | 29557.5976 | 30276.1178 | 30323.9154 | 30194.7561 | 30326.6826 | 30294.5559 | 29861.7844 | 29527.4837 | 28344.9959 | 27236.8782 | 26114.0079 | 24782.2377 | 24184.8119
2015-11-27 | 24159.8353 | 23503.3142 | 23590.7325 | 22856.4179 | 22771.9119 | 22693.2864 | 22467.8629 | 22347.9795 | 22600.7092 | 23022.8863 | 23580.9445 | 24299.4942 | 25102.918 | 24920.401 | 25007.534 | 25028.8353 | 25675.0136 | 25902.5513 | 26254.3884 | 26462.6163 | 26304.0454 | 26142.1504 | 25455.085 | 24880.2539
2015-11-28 | 24132.6489 | 23486.9837 | 22832.6859 | 22197.3629 | 22226.1855 | 22059.5204 | 21844.4902 | 22242.6736 | 22670.5193 | 23045.5715 | 23680.2758 | 24383.5126 | 25033.6856 | 25059.5385 | 25042.9575 | 25744.7409 | 25707.5131 | 25926.7531 | 26283.7931 | 26366.2679 | 26022.4997 | 25425.4303 | 25369.4485 | 24814.1163
2015-11-29 | 24238.0589 | 23454.4695 | 22910.6153 | 22774.8737 | 23587.6792 | 24652.5698 | 25652.5966 | 26833.4211 | 27834.7192 | 28896.4243 | 29549.6448 | 30249.2303 | 30273.5413 | 30259.3527 | 30372.5856 | 30225.7688 | 30912.7914 | 31141.5907 | 30193.8011 | 28440.164 | 27392.1879 | 26751.5686 | 26113.8488 | 25375.2029
2015-11-30 | 24212.8404 | 23465.0432 | 22951.4343 | 22889.2075 | 22784.2123 | 23402.276 | 25142.9885 | 26903.1936 | 28488.501 | 29621.7982 | 30184.1206 | 30272.8788 | 30218.5943 | 30197.8713 | 30295.3905 | 30253.8171 | 30168.0838 | 30472.0944 | 30188.9978 | 29016.4983 | 27245.3198 | 26091.2254 | 25427.3228 | 24793.5886
2015-12-01 | 24142.9169 | 23454.8803 | 22852.4094 | 22829.5877 | 23425.9829 | 23933.8426 | 25742.6361 | 26800.7286 | 27880.1007 | 29004.5292 | 29651.2063 | 30231.9871 | 30899.3499 | 30899.3499 | 30899.3499 | 30899.3499 | 30899.3499 | 30899.3499 | 30831.8682 | 29650.2191 | 28577.6553 | 26674.7371 | 25368.264 | 24895.9925
2015-12-02 | 24132.3371 | 23475.7976 | 23473.2795 | 22840.0092 | 22879.841 | 23460.6145 | 24442.2625 | 26201.8045 | 27192.0025 | 28326.3642 | 28996.9484 | 29607.4152 | 30183.9724 | 30199.3947 | 30304.8005 | 30331.0301 | 30289.5356 | 29761.6439 | 29557.0997 | 28974.8694 | 28599.3823 | 27482.7314 | 26109.1841 | 24774.9861
2015-12-03 | 24239.7318 | 23594.0819 | 23472.1961 | 22838.3888 | 22821.7271 | 23412.3954 | 24479.0595 | 26129.7048 | 27161.209 | 28234.6928 | 28904.7121 | 29614.592 | 30209.8883 | 30196.9045 | 30308.7837 | 30308.7837 | 30266.5844 | 29811.1925 | 29493.3162 | 28997.8353 | 28591.4848 | 27299.0183 | 25979.4434 | 24863.7014
2015-12-04 | 23517.6243 | 22860.3073 | 22176.987 | 22152.2948 | 22101.6018 | 22020.6492 | 21831.3178 | 22299.7351 | 21857.0774 | 22299.8118 | 22235.9678 | 22984.4693 | 23111.9236 | 23756.9551 | 24364.6135 | 24398.6618 | 24456.2396 | 24586.5283 | 24920.2414 | 24412.6026 | 24043.055 | 24138.0219 | 23501.9494 | 23488.2612
2015-12-05 | 22872.1874 | 22172.3257 | 22229.7271 | 22088.2294 | 22231.6093 | 22048.1939 | 21837.3728 | 22394.2603 | 21884.8998 | 22320.7457 | 22264.4113 | 22987.2432 | 23035.0166 | 23727.2674 | 24397.9238 | 24359.8263 | 24418.9045 | 24612.5513 | 24939.5134 | 24451.5999 | 24079.5621 | 24098.4029 | 23533.5669 | 23465.9066
2015-12-06 | 23533.5199 | 22846.5314 | 22181.2611 | 22826.3808 | 23468.352 | 23946.5528 | 25048.5928 | 26174.989 | 27177.4047 | 28351.9142 | 28991.7419 | 29475.9308 | 30195.6549 | 30223.447 | 30151.3478 | 29584.9435 | 28982.4099 | 28554.4272 | 28210.5745 | 27152.4597 | 26022.0783 | 24826.0416 | 24104.9495 | 23508.7996
2015-12-07 | 22831.4717 | 22212.0599 | 22291.6589 | 22754.6761 | 22783.1643 | 23285.2576 | 24395.4497 | 25530.0321 | 26569.764 | 27642.2223 | 28962.1438 | 29570.0059 | 30182.6052 | 30313.2632 | 30259.1137 | 29661.875 | 29016.848 | 28532.3287 | 27538.1014 | 26424.3551 | 25316.309 | 24139.5708 | 23504.1492 | 23489.5069
2015-12-08 | 22917.3688 | 22213.5972 | 21519.6782 | 22171.5601 | 22793.846 | 23342.8822 | 24491.1785 | 25624.734 | 27223.632 | 27652.8047 | 27502.238 | 27633.2721 | 27562.8803 | 28341.9306 | 28261.3107 | 28320.0237 | 28422.4618 | 27909.2168 | 26821.6019 | 26375.5112 | 26098.8311 | 24680.3917 | 24151.7384 | 23545.777
2015-12-09 | 22980.5815 | 22868.8605 | 22154.0007 | 22190.1608 | 22144.9103 | 23389.8206 | 25109.4386 | 25493.6642 | 26573.3554 | 27580.5706 | 28207.9629 | 28321.5694 | 27674.4416 | 27641.284 | 27657.5933 | 27609.0916 | 27671.5124 | 27218.2699 | 26232.8129 | 25834.0504 | 25304.6121 | 24204.6998 | 23449.3678 | 23489.74
2015-12-10 | 22738.5334 | 22254.3204 | 21563.8883 | 21536.5604 | 22216.6649 | 23385.8416 | 23714.0874 | 24857.9169 | 25277.241 | 26268.7337 | 26909.805 | 26934.6101 | 26981.0498 | 26957.6216 | 27018.538 | 26303.834 | 26484.0228 | 25975.956 | 24882.7963 | 24508.6733 | 24040.7261 | 23445.0207 | 22833.9048 | 22128.5668
2015-12-11 | 21566.5606 | 21529.4682 | 20895.2966 | 20804.2175 | 20805.7447 | 20829.261 | 21168.2899 | 20958.8047 | 20657.4205 | 20395.8328 | 21045.9534 | 21739.9606 | 22467.2109 | 23182.5936 | 23024.2542 | 23146.3748 | 23180.4266 | 22647.9228 | 22959.6677 | 22529.7746 | 22133.2237 | 21451.149 | 21464.0665 | 21525.7418
2015-12-12 | 21603.9303 | 21564.4181 | 20906.6574 | 20891.8611 | 20886.9923 | 21362.4399 | 21321.1855 | 21636.8948 | 21664.0955 | 21750.6081 | 22338.2167 | 22954.7998 | 23724.3398 | 23686.941 | 23795.6209 | 23751.7559 | 23810.1857 | 23947.6513 | 23559.555 | 23151.3421 | 22813.1711 | 22790.9549 | 22863.9506 | 22140.1639
2015-12-13 | 21516.8705 | 20862.6003 | 20778.8373 | 20813.0078 | 20913.7517 | 21365.3112 | 21842.4334 | 22217.0912 | 22623.4657 | 22395.3638 | 22972.7831 | 23836.6625 | 23781.2768 | 23791.0609 | 23699.1608 | 23749.4968 | 23667.6835 | 24015.0251 | 23638.5785 | 23850.1977 | 23348.0187 | 23512.9279 | 22878.4166 | 22277.8703
2015-12-14 | 21561.1491 | 21453.7148 | 21529.1621 | 20886.1147 | 20820.539 | 20596.1015 | 21191.7685 | 21556.4158 | 21971.3485 | 22356.6354 | 23043.6434 | 23686.0124 | 23713.6774 | 23772.625 | 23699.8515 | 23745.7885 | 23718.0546 | 23984.8941 | 24261.4897 | 23802.4386 | 23357.699 | 22811.9501 | 22175.0005 | 21580.7977
2015-12-15 | 21565.1919 | 21518.0655 | 21444.986 | 20903.6912 | 20880.2504 | 21365.9927 | 21151.3999 | 21626.8687 | 21961.2517 | 22333.0917 | 22313.3457 | 23078.729 | 23108.721 | 23786.0537 | 23779.4545 | 23755.2019 | 23692.1304 | 23956.1378 | 23579.2473 | 23132.2368 | 22652.171 | 22037.1727 | 21496.8754 | 20921.3666
2015-12-16 | 20220.4124 | 20311.2988 | 20239.6669 | 20953.4514 | 20780.8576 | 20737.388 | 21092.3053 | 21604.8142 | 22035.6513 | 21688.437 | 22300.7113 | 22985.5785 | 23125.3047 | 23746.9109 | 23806.8661 | 23757.3452 | 23771.0993 | 23932.3267 | 23919.6414 | 23788.3393 | 23369.3117 | 22901.9112 | 22275.8342 | 20946.452
2015-12-17 | 20285.7283 | 20222.6702 | 20268.6494 | 20117.8597 | 20245.2438 | 20083.4944 | 20544.2093 | 20877.9251 | 20907.1689 | 21034.1106 | 21605.1804 | 22399.7658 | 23056.2651 | 23707.9476 | 23745.0254 | 23772.5477 | 23686.0984 | 23303.7184 | 23026.0473 | 23130.3782 | 23357.5892 | 22812.7374 | 22090.0607 | 22202.3897
2015-12-18 | 21617.4048 | 21597.7563 | 20942.51 | 20914.9942 | 20154.2894 | 20033.731 | 19710.7732 | 19563.9752 | 19464.0783 | 19764.4792 | 20328.8842 | 20521.8748 | 21121.5146 | 21163.4356 | 21705.6467 | 21703.3475 | 22413.6732 | 22601.4923 | 23544.55 | 23852.9859 | 23309.7424 | 22879.142 | 22248.3117 | 21527.9698
2015-12-19 | 20914.6924 | 20270.4909 | 20268.0483 | 20212.2922 | 20250.7181 | 20011.5831 | 19810.3042 | 20218.659 | 20001.8999 | 20434.4748 | 20518.3668 | 20402.7608 | 20984.4877 | 21122.0349 | 21839.1138 | 22437.5023 | 23188.8272 | 23310.5178 | 23626.1392 | 23864.6292 | 23385.2095 | 22883.8002 | 22220.9021 | 21441.5243
2015-12-20 | 20922.0142 | 20210.5374 | 20254.6038 | 20216.6344 | 20232.0782 | 20704.4134 | 20434.8934 | 20961.3012 | 21246.3723 | 21462.8155 | 21662.6963 | 21787.8164 | 21752.8472 | 22428.9553 | 23043.6452 | 23749.4047 | 23686.0258 | 23972.6844 | 24276.8032 | 24040.7533 | 24064.0778 | 23505.7943 | 22885.9355 | 22267.8293
2015-12-21 | 21529.3372 | 20989.1989 | 20269.1718 | 20192.2797 | 20189.8299 | 20833.4066 | 20503.8162 | 20971.7393 | 21248.6049 | 21110.8492 | 21765.0584 | 21705.2263 | 21793.964 | 22405.1359 | 22334.9532 | 23118.4432 | 22994.264 | 23386.9433 | 23557.441 | 23142.949 | 23356.3861 | 23487.5453 | 22895.0675 | 22179.2434
2015-12-22 | 22265.7179 | 21590.3339 | 20880.698 | 20885.2388 | 20789.5377 | 21332.798 | 21874.242 | 21968.0221 | 21971.5184 | 21989.8341 | 22296.9618 | 22451.0204 | 22739.0171 | 23037.7638 | 23027.1187 | 23104.2909 | 23056.4695 | 23285.5603 | 23622.1875 | 23757.9146 | 23356.2865 | 23554.189 | 23357.1501 | 23854.5854
2015-12-23 | 22858.4111 | 22571.4879 | 22187.8684 | 21840.2969 | 21583.2416 | 21374.9626 | 21872.8359 | 21891.9873 | 22038.6653 | 21740.7453 | 22391.1965 | 23100.163 | 23146.0383 | 23000.4229 | 23160.0847 | 23032.5143 | 23079.2415 | 23289.2794 | 23555.6685 | 23902.6145 | 23667.5983 | 23410.9661 | 22853.1127 | 22197.4183
2015-12-24 | 21578.6951 | 21174.615 | 20934.5535 | 20842.5929 | 20871.1662 | 21329.3339 | 21812.4936 | 22167.4337 | 21919.0104 | 22353.5552 | 22960.0707 | 23073.0971 | 23085.8563 | 23048.0895 | 23181.7767 | 23100.6591 | 23127.0631 | 23325.5957 | 23657.7588 | 23243.0525 | 23276.8406 | 23449.8369 | 22831.5294 | 22222.4891
2015-12-25 | 21615.4004 | 21514.3085 | 20937.8953 | 20846.6008 | 20947.3961 | 21443.5226 | 21758.3958 | 22285.8217 | 21985.9756 | 22304.285 | 22964.0211 | 23149.9809 | 23069.7395 | 23127.4478 | 23094.1614 | 23040.5945 | 23118.1226 | 23300.8969 | 23648.3658 | 23145.0763 | 23330.6936 | 23418.3993 | 22831.505 | 22188.7126
2015-12-26 | 20888.6691 | 20272.7221 | 20206.8584 | 20251.214 | 20210.8282 | 20115.8964 | 19839.628 | 20302.4793 | 19962.5027 | 20386.3029 | 20390.3175 | 20377.5185 | 21154.662 | 21220.7958 | 21791.1497 | 22423.4183 | 23073.9472 | 23317.6186 | 23607.0586 | 23872.5423 | 23318.1208 | 22806.0162 | 22140.2288 | 21512.6991
2015-12-27 | 23506.3466 | 22912.9123 | 22099.9295 | 22857.506 | 23387.1366 | 24007.5267 | 25033.7037 | 26192.5664 | 27244.959 | 28288.4348 | 28959.3772 | 29637.8007 | 30154.7817 | 30221.0722 | 30137.9452 | 29630.4063 | 28978.3976 | 28544.1031 | 28134.8539 | 27123.1533 | 25986.7395 | 24714.7365 | 24054.7374 | 23540.2863
2015-12-28 | 24173.7148 | 23504.7368 | 22728.1585 | 22887.9556 | 22907.428 | 23337.5044 | 25111.645 | 26801.9881 | 28483.956 | 29609.4037 | 30304.8998 | 30298.8381 | 30164.4032 | 30212.5671 | 30187.1328 | 30323.743 | 30240.8476 | 30416.1949 | 30122.1081 | 29068.8631 | 27308.9365 | 26161.3606 | 25393.7938 | 24883.733
2015-12-29 | 24158.0212 | 23591.6526 | 22761.7957 | 22851.0719 | 23461.4864 | 24077.6575 | 25719.7692 | 26814.9624 | 27804.3064 | 28969.4792 | 29572.3454 | 30319.2311 | 30947.185 | 30947.185 | 30947.185 | 30947.185 | 30947.185 | 30947.185 | 30853.8348 | 29744.0864 | 28581.5129 | 26756.9173 | 25460.7389 | 24749.3879
2015-12-30 | 24105.7406 | 23499.6659 | 23446.0522 | 22825.6299 | 22869.1446 | 23373.1945 | 24509.9301 | 26279.0435 | 27299.898 | 28287.7529 | 28974.9187 | 29641.2429 | 30193.8789 | 30159.058 | 30207.0108 | 30277.9495 | 30314.9494 | 29874.6023 | 29497.3933 | 29085.3956 | 28640.9277 | 27428.3361 | 26098.231 | 24897.1258
2015-12-31 | 24193.3072 | 23541.9585 | 23518.4117 | 22776.0061 | 22786.8126 | 23340.9848 | 24421.6523 | 26187.9487 | 27211.1104 | 28265.0138 | 28901.1894 | 29590.3555 | 30144.7745 | 30206.2633 | 30186.8194 | 30185.3515 | 30265.7621 | 29815.407 | 29551.2728 | 29046.5603 | 28596.8381 | 27431.5764 | 26124.7057 | 24906.7092

## FR Participation
Hour Ending | 1 | 2 | 3 | 4 | 5 | 6 | 7 | 8 | 9 | 10 | 11 | 12 | 13 | 14 | 15 | 16 | 17 | 18 | 19 | 20 | 21 | 22 | 23 | 24
Date
2015-01-01 | 500 | 800 | 800 | 800 | 800 | 800 | 800 | 800 | 800 | 800 | 0 | 0 | 3.3307e-13 | 502.7219 | 800 | 800 | 800 | 695.6695 | 800 | 800 | 800 | 800 | 800 | 776.6667
2015-01-02 | 776.6667 | 776.6667 | 776.6667 | 776.6667 | 776.6667 | 800 | 800 | 800 | 800 | 730 | 730 | 800 | 800 | 800 | 800 | 800 | 800 | 800 | 800 | 800 | 800 | 800 | 800 | 776.6667
2015-01-03 | 776.6667 | 776.6667 | 776.6667 | 776.6667 | 776.6667 | 800 | 800 | 800 | 800 | 730 | 730 | 800 | 800 | 800 | 800 | 800 | 800 | 800 | 800 | 800 | 800 | 800 | 800 | 776.6667
2015-01-04 | 776.6667 | 776.6667 | 776.6667 | 776.6667 | 776.6667 | 800 | 800 | 800 | 800 | 730 | 730 | 800 | 800 | 800 | 800 | 800 | 800 | 800 | 800 | 800 | 800 | 800 | 800 | 776.6667
2015-01-05 | 776.6667 | 776.6667 | 776.6667 | 776.6667 | 776.6667 | 800 | 800 | 800 | 800 | 730 | 730 | 800 | 800 | 800 | 800 | 800 | 800 | 800 | 800 | 800 | 800 | 800 | 800 | 776.6667
2015-01-06 | 776.6667 | 776.6667 | 776.6667 | 776.6667 | 776.6667 | 800 | 800 | 800 | 800 | 730 | 730 | 800 | 800 | 800 | 800 | 800 | 800 | 800 | 800 | 800 | 800 | 800 | 800 | 776.6667
2015-01-07 | 776.6667 | 776.6667 | 776.6667 | 776.6667 | 776.6667 | 800 | 800 | 800 | 800 | 730 | 730 | 800 | 800 | 800 | 800 | 800 | 800 | 743.7274 | 800 | 800 | 800 | 800 | 800 | 776.6667
2015-01-08 | 776.6667 | 776.6667 | 776.6667 | 776.6667 | 776.6667 | 800 | 800 | 800 | 800 | 730 | 730 | 800 | 800 | 800 | 800 | 800 | 800 | 800 | 800 | 800 | 800 | 800 | 800 | 776.6667
2015-01-09 | 776.6667 | 776.6667 | 776.6667 | 776.6667 | 776.6667 | 800 | 800 | 800 | 800 | 730 | 730 | 800 | 800 | 800 | 800 | 800 | 800 | 800 | 800 | 800 | 800 | 800 | 800 | 776.6667
2015-01-10 | 776.6667 | 776.6667 | 776.6667 | 776.6667 | 776.6667 | 800 | 800 | 800 | 800 | 730 | 730 | 800 | 800 | 800 | 800 | 800 | 800 | 800 | 800 | 800 | 800 | 800 | 800 | 776.6667
2015-01-11 | 776.6667 | 776.6667 | 776.6667 | 776.6667 | 776.6667 | 800 | 800 | 800 | 800 | 730 | 730 | 800 | 800 | 800 | 800 | 800 | 800 | 625.4451 | 800 | 800 | 800 | 800 | 800 | 776.6667
2015-01-12 | 776.6667 | 776.6667 | 776.6667 | 776.6667 | 776.6667 | 800 | 800 | 800 | 800 | 730 | 730 | 800 | 800 | 800 | 800 | 800 | 800 | 740.8749 | 800 | 800 | 800 | 800 | 800 | 776.6667
2015-01-13 | 776.6667 | 776.6667 | 776.6667 | 776.6667 | 776.6667 | 800 | 800 | 800 | 800 | 730 | 730 | 800 | 800 | 800 | 800 | 800 | 800 | 635.8349 | 800 | 800 | 800 | 800 | 800 | 776.6667
2015-01-14 | 776.6667 | 776.6667 | 776.6667 | 776.6667 | 776.6667 | 800 | 800 | 800 | 800 | 730 | 730 | 800 | 800 | 800 | 800 | 800 | 800 | 800 | 800 | 800 | 800 | 800 | 800 | 776.6667
2015-01-15 | 776.6667 | 776.6667 | 776.6667 | 776.6667 | 776.6667 | 800 | 800 | 800 | 800 | 730 | 730 | 800 | 800 | 800 | 800 | 800 | 800 | 800 | 800 | 800 | 800 | 800 | 800 | 776.6667
2015-01-16 | 776.6667 | 776.6667 | 776.6667 | 776.6667 | 776.6667 | 800 | 800 | 800 | 800 | 730 | 730 | 800 | 800 | 800 | 800 | 800 | 800 | 800 | 800 | 800 | 800 | 800 | 800 | 776.6667
2015-01-17 | 776.6667 | 776.6667 | 776.6667 | 776.6667 | 776.6667 | 800 | 800 | 800 | 800 | 730 | 730 | 800 | 800 | 800 | 800 | 800 | 800 | 800 | 800 | 800 | 800 | 800 | 800 | 776.6667
2015-01-18 | 776.6667 | 776.6667 | 776.6667 | 776.6667 | 776.6667 | 800 | 800 | 800 | 800 | 730 | 730 | 800 | 800 | 800 | 800 | 800 | 800 | 713.0395 | 800 | 800 | 800 | 800 | 800 | 776.6667
2015-01-19 | 776.6667 | 776.6667 | 776.6667 | 776.6667 | 776.6667 | 800 | 800 | 800 | 800 | 730 | 730 | 800 | 800 | 800 | 800 | 800 | 800 | 800 | 800 | 800 | 800 | 800 | 800 | 776.6667
2015-01-20 | 776.6667 | 776.6667 | 776.6667 | 776.6667 | 776.6667 | 800 | 800 | 800 | 800 | 730 | 730 | 800 | 800 | 800 | 800 | 800 | 800 | 689.9276 | 366.0698 | 800 | 800 | 800 | 800 | 776.6667
2015-01-21 | 776.6667 | 776.6667 | 776.6667 | 776.6667 | 776.6667 | 800 | 800 | 800 | 800 | 730 | 730 | 800 | 800 | 800 | 800 | 800 | 800 | 800 | 800 | 800 | 800 | 800 | 800 | 776.6667
2015-01-22 | 776.6667 | 776.6667 | 776.6667 | 776.6667 | 776.6667 | 800 | 800 | 800 | 800 | 730 | 730 | 800 | 800 | 800 | 800 | 800 | 800 | 800 | 800 | 800 | 800 | 800 | 800 | 776.6667
2015-01-23 | 776.6667 | 776.6667 | 776.6667 | 776.6667 | 776.6667 | 800 | 800 | 800 | 800 | 730 | 730 | 800 | 800 | 800 | 800 | 800 | 800 | 800 | 800 | 800 | 800 | 800 | 800 | 776.6667
2015-01-24 | 776.6667 | 776.6667 | 776.6667 | 776.6667 | 776.6667 | 800 | 800 | 800 | 800 | 730 | 730 | 800 | 800 | 800 | 800 | 800 | 800 | 800 | 800 | 800 | 800 | 800 | 800 | 776.6667
2015-01-25 | 776.6667 | 776.6667 | 776.6667 | 776.6667 | 776.6667 | 800 | 800 | 800 | 800 | 730 | 730 | 800 | 800 | 800 | 800 | 800 | 800 | 675.0328 | 800 | 800 | 800 | 800 | 800 | 776.6667
2015-01-26 | 776.6667 | 776.6667 | 776.6667 | 776.6667 | 776.6667 | 800 | 800 | 800 | 800 | 730 | 730 | 800 | 800 | 800 | 800 | 800 | 800 | 720.5583 | 800 | 800 | 800 | 800 | 800 | 776.6667
2015-01-27 | 776.6667 | 776.6667 | 776.6667 | 776.6667 | 776.6667 | 800 | 800 | 800 | 800 | 730 | 730 | 800 | 800 | 800 | 800 | 800 | 800 | 586.4799 | 800 | 800 | 800 | 800 | 800 | 776.6667
2015-01-28 | 776.6667 | 776.6667 | 776.6667 | 776.6667 | 776.6667 | 800 | 800 | 800 | 800 | 730 | 730 | 800 | 800 | 800 | 800 | 800 | 800 | 696.5357 | 800 | 800 | 800 | 800 | 800 | 776.6667
2015-01-29 | 776.6667 | 776.6667 | 776.6667 | 776.6667 | 776.6667 | 800 | 800 | 800 | 800 | 730 | 730 | 800 | 800 | 800 | 800 | 800 | 800 | 800 | 800 | 800 | 800 | 800 | 800 | 776.6667
2015-01-30 | 776.6667 | 776.6667 | 776.6667 | 776.6667 | 776.6667 | 800 | 800 | 800 | 800 | 730 | 730 | 800 | 800 | 800 | 800 | 800 | 800 | 800 | 800 | 800 | 800 | 800 | 800 | 776.6667
2015-01-31 | 776.6667 | 776.6667 | 776.6667 | 776.6667 | 776.6667 | 800 | 800 | 800 | 800 | 730 | 730 | 800 | 800 | 800 | 800 | 800 | 800 | 800 | 800 | 800 | 800 | 800 | 800 | 776.6667
2015-02-01 | 776.6667 | 776.6667 | 776.6667 | 776.6667 | 776.6667 | 800 | 800 | 800 | 800 | 800 | 720.9153 | 722.488 | 121.0685 | 0 | 61.5086 | 0 | 0 | 0 | 0 | 720.7738 | 800 | 800 | 800 | 776.6667
2015-02-02 | 776.6667 | 776.6667 | 776.6667 | 776.6667 | 776.6667 | 800 | 800 | 800 | 800 | 800 | 719.9451 | 32.2769 | 121.1307 | 145.066 | 80.3383 | 0 | 2.0472 | 367.4433 | 770.347 | 800 | 800 | 800 | 800 | 776.6667
2015-02-03 | 776.6667 | 776.6667 | 776.6667 | 776.6667 | 776.6667 | 800 | 800 | 800 | 800 | 628.0752 | 38.2553 | 38.2553 | 165.4209 | 187.0518 | 166.1424 | 0 | 0 | 0 | 3.3307e-13 | 634.2172 | 800 | 800 | 800 | 776.6667
2015-02-04 | 776.6667 | 776.6667 | 776.6667 | 776.6667 | 776.6667 | 800 | 800 | 800 | 800 | 800 | 800 | 318.517 | 238.4752 | 302.2748 | 318.9538 | 206.6245 | 5.2321e-11 | 0 | 0 | 9.8216e-11 | 800 | 800 | 800 | 776.6667
2015-02-05 | 776.6667 | 776.6667 | 776.6667 | 776.6667 | 776.6667 | 800 | 800 | 800 | 800 | 800 | 800 | 266.7236 | 311.0217 | 350.7784 | 263.8041 | 800 | 800 | 800 | 800 | 800 | 800 | 800 | 800 | 776.6667
2015-02-06 | 776.6667 | 776.6667 | 776.6667 | 776.6667 | 776.6667 | 800 | 800 | 800 | 800 | 730 | 730 | 800 | 800 | 800 | 800 | 800 | 800 | 800 | 800 | 800 | 800 | 800 | 800 | 776.6667
2015-02-07 | 776.6667 | 776.6667 | 776.6667 | 776.6667 | 776.6667 | 800 | 800 | 800 | 800 | 730 | 730 | 800 | 800 | 800 | 800 | 800 | 800 | 800 | 800 | 800 | 800 | 800 | 800 | 776.6667
2015-02-08 | 776.6667 | 776.6667 | 776.6667 | 776.6667 | 776.6667 | 800 | 800 | 800 | 800 | 800 | 665.184 | 0 | 0 | 0 | 0 | 0 | 2.656e-10 | 457.8025 | 743.8656 | 800 | 800 | 800 | 800 | 776.8575
2015-02-09 | 776.8575 | 776.8575 | 776.8575 | 776.8575 | 776.8575 | 800 | 800 | 800 | 800 | 800 | 0 | 0 | 0 | 0 | 0 | 0 | 2.5431e-11 | 800 | 800 | 800 | 800 | 800 | 800 | 776.6667
2015-02-10 | 776.6667 | 776.6667 | 776.6667 | 776.6667 | 776.6667 | 800 | 800 | 800 | 800 | 800 | 800 | 733.8465 | 704.3848 | 619.6 | 648.5773 | 800 | 800 | 800 | 800 | 800 | 800 | 800 | 800 | 776.6667
2015-02-11 | 776.6667 | 776.6667 | 776.6667 | 776.6667 | 776.6667 | 800 | 800 | 800 | 800 | 800 | 0 | 0 | 0 | 0 | 1.5221e-11 | 569.3302 | 800 | 800 | 800 | 800 | 800 | 800 | 800 | 776.6667
2015-02-12 | 776.6667 | 776.6667 | 776.6667 | 776.6667 | 776.6667 | 800 | 800 | 800 | 800 | 730 | 730 | 800 | 800 | 800 | 800 | 800 | 800 | 800 | 800 | 800 | 800 | 800 | 800 | 776.6667
2015-02-13 | 776.6667 | 776.6667 | 776.6667 | 776.6667 | 776.6667 | 800 | 800 | 800 | 800 | 730 | 730 | 800 | 800 | 800 | 800 | 800 | 800 | 800 | 800 | 800 | 800 | 800 | 800 | 776.6667
2015-02-14 | 776.6667 | 776.6667 | 776.6667 | 776.6667 | 776.6667 | 800 | 800 | 800 | 800 | 730 | 730 | 800 | 800 | 800 | 800 | 800 | 800 | 800 | 800 | 800 | 800 | 800 | 800 | 776.6667
2015-02-15 | 776.6667 | 776.6667 | 776.6667 | 776.6667 | 776.6667 | 800 | 800 | 800 | 800 | 800 | 800 | 800 | 800 | 800 | 800 | 800 | 800 | 389.938 | 157.7329 | 620.5402 | 800 | 800 | 800 | 776.6667
2015-02-16 | 776.6667 | 776.6667 | 776.6667 | 776.6667 | 776.6667 | 800 | 800 | 800 | 800 | 637.2046 | 0 | 20.1423 | 0 | 0 | 34.0936 | 0 | 0 | 0 | 4.996e-13 | 538.3805 | 800 | 800 | 800 | 776.6667
2015-02-17 | 776.6667 | 776.6667 | 776.6667 | 776.6667 | 776.6667 | 800 | 800 | 800 | 800 | 654.0865 | 0 | 0 | 502.2402 | 451.4309 | 398.1011 | 377.0791 | 418.2066 | 109.229 | 609.1033 | 800 | 800 | 800 | 800 | 776.6667
2015-02-18 | 776.6667 | 776.6667 | 776.6667 | 776.6667 | 776.6667 | 800 | 800 | 800 | 800 | 800 | 0 | 0 | 0 | 0 | 0 | 0 | 0 | 0 | 748.7929 | 800 | 800 | 800 | 800 | 776.6667
2015-02-19 | 776.6667 | 776.6667 | 776.6667 | 776.6667 | 776.6667 | 800 | 800 | 800 | 800 | 800 | 671.609 | 695.3225 | 733.745 | 702.1887 | 800 | 800 | 800 | 800 | 800 | 800 | 800 | 800 | 800 | 776.6667
2015-02-20 | 776.6667 | 776.6667 | 776.6667 | 776.6667 | 776.6667 | 800 | 800 | 800 | 800 | 730 | 730 | 800 | 800 | 800 | 800 | 800 | 800 | 800 | 800 | 800 | 800 | 800 | 800 | 776.6667
2015-02-21 | 776.6667 | 776.6667 | 776.6667 | 776.6667 | 776.6667 | 800 | 800 | 800 | 800 | 730 | 730 | 800 | 800 | 800 | 800 | 800 | 800 | 800 | 800 | 800 | 800 | 800 | 800 | 776.6667
2015-02-22 | 776.6667 | 776.6667 | 776.6667 | 776.6667 | 776.6667 | 800 | 800 | 800 | 800 | 800 | 800 | 701.7835 | 667.7225 | 552.6809 | 544.8416 | 544.8416 | 582.7574 | 354.5995 | 742.6549 | 800 | 800 | 800 | 800 | 776.6667
2015-02-23 | 776.6667 | 776.6667 | 776.6667 | 776.6667 | 776.6667 | 800 | 800 | 800 | 800 | 800 | 600.2437 | 624.0111 | 690.1128 | 739.4351 | 583.9664 | 552.323 | 519.7422 | 411.1427 | 35.9257 | 391.7386 | 800 | 800 | 800 | 776.6667
2015-02-24 | 776.6667 | 776.6667 | 776.6667 | 776.6667 | 776.6667 | 800 | 800 | 800 | 800 | 800 | 550.3357 | 741.2569 | 629.6612 | 670.1724 | 591.8226 | 511.4536 | 671.9108 | 360.4538 | 676.2649 | 800 | 800 | 800 | 800 | 776.6667
2015-02-25 | 776.6667 | 776.6667 | 776.6667 | 776.6667 | 776.6667 | 800 | 800 | 800 | 800 | 800 | 800 | 293.3447 | 312.7501 | 309.6594 | 214.9584 | 165.392 | 131.6021 | 0 | 6.2812e-11 | 0 | 800 | 800 | 800 | 776.6667
2015-02-26 | 776.6667 | 776.6667 | 776.6667 | 776.6667 | 776.6667 | 800 | 800 | 800 | 800 | 730 | 730 | 800 | 800 | 800 | 800 | 800 | 800 | 800 | 800 | 800 | 800 | 800 | 800 | 776.6667
2015-02-27 | 776.6667 | 776.6667 | 776.6667 | 776.6667 | 776.6667 | 800 | 800 | 800 | 800 | 730 | 730 | 800 | 800 | 800 | 800 | 800 | 800 | 800 | 800 | 800 | 800 | 800 | 800 | 776.6667
2015-02-28 | 776.6667 | 776.6667 | 776.6667 | 776.6667 | 776.6667 | 800 | 800 | 800 | 800 | 730 | 730 | 800 | 800 | 800 | 800 | 800 | 800 | 800 | 800 | 800 | 800 | 800 | 800 | 776.6667
2015-03-01 | 776.6667 | 776.6667 | 776.6667 | 776.6667 | 776.6667 | 800 | 800 | 800 | 800 | 800 | 701.1449 | 15.7736 | -2.0415e-12 | 3.3994e-11 | 0 | 0 | 0 | 0 | 3.3307e-13 | 553.8823 | 800 | 800 | 800 | 776.6667
2015-03-02 | 776.6667 | 776.6667 | 776.6667 | 776.6667 | 776.6667 | 800 | 800 | 800 | 800 | 800 | 800 | 546.6512 | 0 | 0 | 0 | 0 | 0 | 161.3976 | 170.687 | 672.083 | 800 | 800 | 800 | 776.6667
2015-03-03 | 776.6667 | 776.6667 | 776.6667 | 776.6667 | 776.6667 | 800 | 800 | 800 | 800 | 800 | 557.2752 | 38.7802 | 20.2399 | 0 | 86.1937 | 0 | 0 | 135.6197 | 566.0654 | 633.5771 | 800 | 800 | 800 | 776.6667
2015-03-04 | 776.6667 | 776.6667 | 776.6667 | 776.6667 | 776.6667 | 800 | 800 | 800 | 800 | 800 | 800 | 762.0113 | 720.7762 | 722.1204 | 599.2553 | 552.8835 | 651.5546 | 365.3757 | 96.624 | 452.1049 | 800 | 800 | 800 | 776.6667
2015-03-05 | 776.6667 | 776.6667 | 776.6667 | 776.6667 | 776.6667 | 800 | 800 | 800 | 800 | 800 | 800 | 747.0016 | 625.9497 | 735.9831 | 625.9427 | 558.3942 | 657.1654 | 800 | 800 | 800 | 800 | 800 | 800 | 776.6667
2015-03-06 | 776.6667 | 776.6667 | 776.6667 | 776.6667 | 776.6667 | 800 | 800 | 800 | 800 | 730 | 730 | 800 | 800 | 800 | 800 | 800 | 800 | 800 | 800 | 800 | 800 | 800 | 800 | 776.6667
2015-03-07 | 776.6667 | 776.6667 | 776.6667 | 776.6667 | 776.6667 | 800 | 800 | 800 | 800 | 730 | 730 | 800 | 800 | 800 | 800 | 800 | 800 | 800 | 800 | 800 | 800 | 800 | 800 | 776.6667
2015-03-08 | 776.6667 | 776.6667 | 776.6667 | 776.6667 | 776.6667 | 800 | 800 | 800 | 800 | 800 | 625.8531 | 0 | 0 | 0 | 4.7242 | 0 | 615.5168 | 800 | 800 | 800 | 800 | 800 | 800 | 776.6667
2015-03-09 | 776.6667 | 776.6667 | 776.6667 | 776.6667 | 776.6667 | 800 | 800 | 800 | 800 | 800 | 533.8547 | 0 | -2.4425e-11 | 0 | 0 | 0 | 669.2582 | 800 | 800 | 800 | 800 | 800 | 800 | 776.6667
2015-03-10 | 776.6667 | 776.6667 | 776.6667 | 776.6667 | 776.6667 | 800 | 800 | 800 | 800 | 800 | 635.6677 | 47.3498 | 39.0338 | 89.3894 | 691.2734 | 591.4709 | 594.1018 | 800 | 800 | 800 | 800 | 800 | 800 | 776.6667
2015-03-11 | 776.6667 | 776.6667 | 776.6667 | 776.6667 | 776.6667 | 800 | 800 | 800 | 800 | 800 | 800 | 666.3389 | 690.8416 | 672.8933 | 630.3154 | 628.7815 | 800 | 800 | 800 | 800 | 800 | 800 | 800 | 776.6667
2015-03-12 | 776.6667 | 776.6667 | 776.6667 | 776.6667 | 776.6667 | 800 | 800 | 800 | 800 | 800 | 800 | 800 | 708.836 | 741.6514 | 604.9608 | 660.938 | 800 | 800 | 800 | 800 | 800 | 800 | 800 | 776.6667
2015-03-13 | 776.6667 | 776.6667 | 776.6667 | 776.6667 | 776.6667 | 800 | 800 | 800 | 800 | 730 | 730 | 800 | 800 | 800 | 800 | 800 | 800 | 800 | 800 | 800 | 800 | 800 | 800 | 776.6667
2015-03-14 | 776.6667 | 776.6667 | 776.6667 | 776.6667 | 776.6667 | 800 | 800 | 800 | 800 | 730 | 730 | 800 | 800 | 800 | 800 | 800 | 800 | 800 | 800 | 800 | 800 | 800 | 800 | 776.6667
2015-03-15 | 776.6667 | 776.6667 | 776.6667 | 776.6667 | 776.6667 | 800 | 800 | 800 | 800 | 730 | 730 | 800 | 800 | 800 | 800 | 800 | 800 | 800 | 800 | 800 | 800 | 800 | 800 | 776.6667
2015-03-16 | 776.6667 | 776.6667 | 776.6667 | 776.6667 | 776.6667 | 800 | 800 | 800 | 800 | 730 | 730 | 800 | 800 | 800 | 800 | 800 | 800 | 800 | 800 | 800 | 800 | 800 | 800 | 776.6667
2015-03-17 | 776.6667 | 776.6667 | 776.6667 | 776.6667 | 776.6667 | 800 | 800 | 800 | 800 | 730 | 730 | 800 | 800 | 800 | 800 | 800 | 800 | 800 | 800 | 800 | 800 | 800 | 800 | 776.6667
2015-03-18 | 776.6667 | 776.6667 | 776.6667 | 776.6667 | 776.6667 | 800 | 800 | 800 | 800 | 800 | 800 | 717.416 | 751.003 | 681.9547 | 800 | 800 | 800 | 800 | 800 | 800 | 800 | 800 | 800 | 776.6667
2015-03-19 | 776.6667 | 776.6667 | 776.6667 | 776.6667 | 776.6667 | 800 | 800 | 800 | 800 | 800 | 800 | 598.8462 | 666.2521 | 726.8115 | 800 | 800 | 800 | 800 | 800 | 800 | 800 | 800 | 800 | 776.6667
2015-03-20 | 776.6667 | 776.6667 | 776.6667 | 776.6667 | 776.6667 | 800 | 800 | 800 | 800 | 730 | 730 | 800 | 800 | 800 | 800 | 800 | 800 | 800 | 800 | 800 | 800 | 800 | 800 | 776.6667
2015-03-21 | 776.6667 | 776.6667 | 776.6667 | 776.6667 | 776.6667 | 800 | 800 | 800 | 800 | 730 | 730 | 800 | 800 | 800 | 800 | 800 | 800 | 800 | 800 | 800 | 800 | 800 | 800 | 776.6667
2015-03-22 | 776.6667 | 776.6667 | 776.6667 | 776.6667 | 776.6667 | 800 | 800 | 800 | 800 | 800 | 800 | 734.8531 | 733.5405 | 666.9599 | 546.8992 | 510.025 | 800 | 800 | 800 | 800 | 800 | 800 | 800 | 776.6667
2015-03-23 | 776.6667 | 776.6667 | 776.6667 | 776.6667 | 776.6667 | 800 | 800 | 800 | 800 | 800 | 539.4551 | 750.0932 | 738.5214 | 728.6034 | 625.0863 | 625.0863 | 624.6792 | 800 | 800 | 800 | 800 | 800 | 800 | 776.6667
2015-03-24 | 776.6667 | 776.6667 | 776.6667 | 776.6667 | 776.6667 | 800 | 800 | 800 | 800 | 800 | 546.2604 | 591.7012 | 33.1347 | 42.7142 | 67.3297 | 0 | 686.2334 | 800 | 800 | 800 | 800 | 800 | 800 | 776.6667
2015-03-25 | 776.6667 | 776.6667 | 776.6667 | 776.6667 | 776.6667 | 800 | 800 | 800 | 800 | 800 | 800 | 0 | 0 | 0 | 0 | 0 | 0 | 9.9865e-12 | 782.2309 | 800 | 800 | 800 | 800 | 776.6667
2015-03-26 | 776.6667 | 776.6667 | 776.6667 | 776.6667 | 776.6667 | 800 | 800 | 800 | 800 | 554.3065 | 0 | 3.2171 | 15.7126 | 25.7951 | 0 | 472.7424 | 800 | 800 | 800 | 800 | 800 | 800 | 800 | 776.6667
2015-03-27 | 776.6667 | 776.6667 | 776.6667 | 776.6667 | 776.6667 | 800 | 800 | 800 | 800 | 730 | 730 | 800 | 800 | 800 | 800 | 800 | 800 | 800 | 800 | 800 | 800 | 800 | 800 | 776.6667
2015-03-28 | 776.6667 | 776.6667 | 776.6667 | 776.6667 | 776.6667 | 800 | 800 | 800 | 800 | 730 | 730 | 800 | 800 | 800 | 800 | 800 | 800 | 800 | 800 | 800 | 800 | 800 | 800 | 776.6667
2015-03-29 | 776.6667 | 776.6667 | 776.6667 | 776.6667 | 776.6667 | 800 | 800 | 800 | 800 | 800 | 673.6418 | 69.5734 | 56.2003 | 5.5835 | 62.4294 | 0 | 592.7135 | 800 | 800 | 800 | 800 | 800 | 800 | 776.6667
2015-03-30 | 776.6667 | 776.6667 | 776.6667 | 776.6667 | 776.6667 | 800 | 800 | 800 | 800 | 800 | 628.9497 | 96.056 | 41.2572 | 30.2984 | 120.5841 | 0 | 544.9117 | 800 | 800 | 800 | 800 | 800 | 800 | 776.6667
2015-03-31 | 776.6667 | 776.6667 | 776.6667 | 776.6667 | 776.6667 | 800 | 800 | 800 | 800 | 800 | 541.086 | 749.5188 | 733.8631 | 754.5195 | 724.4923 | 536.0486 | 800 | 800 | 800 | 800 | 800 | 800 | 800 | 776.6667
2015-04-01 | 776.6667 | 776.6667 | 776.6667 | 776.6667 | 776.6667 | 800 | 800 | 800 | 800 | 0 | 0 | 0 | 0 | 0 | 0 | 0 | 0 | 4.953e-11 | 780.1899 | 800 | 800 | 800 | 800 | 780.4906
2015-04-02 | 780.4906 | 780.4906 | 780.4906 | 780.4906 | 780.4906 | 800 | 800 | 800 | 800 | 0 | 0 | 0 | 0 | 0 | 0 | 0 | 3.4426e-10 | 800 | 800 | 800 | 800 | 800 | 800 | 776.6667
2015-04-03 | 776.6667 | 776.6667 | 776.6667 | 776.6667 | 776.6667 | 800 | 800 | 800 | 800 | 730 | 730 | 800 | 800 | 800 | 800 | 800 | 800 | 800 | 800 | 800 | 800 | 800 | 800 | 776.6667
2015-04-04 | 776.6667 | 776.6667 | 776.6667 | 776.6667 | 776.6667 | 800 | 800 | 800 | 800 | 730 | 730 | 800 | 800 | 800 | 800 | 800 | 800 | 800 | 800 | 800 | 800 | 800 | 800 | 776.6667
2015-04-05 | 776.6667 | 776.6667 | 776.6667 | 776.6667 | 776.6667 | 800 | 800 | 800 | 800 | 670.3109 | 0 | 106.9092 | 37.6439 | 191.3849 | 42.063 | 191.105 | 730.6846 | 800 | 800 | 800 | 800 | 800 | 800 | 776.6667
2015-04-06 | 776.6667 | 776.6667 | 776.6667 | 776.6667 | 776.6667 | 800 | 800 | 800 | 800 | 696.1355 | 775.5301 | 0 | 22.0374 | 0 | 73.9012 | 0 | 663.5091 | 443.7184 | 732.8088 | 800 | 800 | 800 | 800 | 776.6667
2015-04-07 | 776.6667 | 776.6667 | 776.6667 | 776.6667 | 776.6667 | 800 | 800 | 800 | 800 | 0 | 0 | 0 | 780.2673 | 779.5274 | 754.7961 | 777.1305 | 800 | 800 | 800 | 800 | 800 | 800 | 800 | 776.6667
2015-04-08 | 776.6667 | 776.6667 | 776.6667 | 776.6667 | 776.6667 | 800 | 800 | 800 | 800 | 2.8676 | 0 | 0 | 0 | 0 | 0 | 1.048e-10 | 800 | 800 | 800 | 800 | 800 | 800 | 800 | 776.6667
2015-04-09 | 776.6667 | 776.6667 | 776.6667 | 776.6667 | 776.6667 | 800 | 800 | 800 | 800 | 800 | 800 | 634.4798 | 548.379 | 640.127 | 545.7893 | 547.9824 | 800 | 800 | 800 | 800 | 800 | 800 | 800 | 776.6667
2015-04-10 | 776.6667 | 776.6667 | 776.6667 | 776.6667 | 776.6667 | 800 | 800 | 800 | 800 | 730 | 730 | 800 | 800 | 800 | 800 | 800 | 800 | 800 | 800 | 800 | 800 | 800 | 800 | 776.6667
2015-04-11 | 776.6667 | 776.6667 | 776.6667 | 776.6667 | 776.6667 | 800 | 800 | 800 | 800 | 730 | 730 | 800 | 800 | 800 | 800 | 800 | 800 | 800 | 800 | 800 | 800 | 800 | 800 | 776.6667
2015-04-12 | 776.6667 | 776.6667 | 776.6667 | 776.6667 | 776.6667 | 800 | 800 | 800 | 800 | 800 | 545.8516 | 531.0247 | 616.6134 | 673.8541 | 618.8713 | 566.7478 | 800 | 800 | 800 | 800 | 800 | 800 | 800 | 776.6667
2015-04-13 | 776.6667 | 776.6667 | 776.6667 | 776.6667 | 776.6667 | 800 | 800 | 800 | 800 | 800 | 552.9532 | 0.11636 | 0 | 0 | 6.3536e-12 | 0 | 0 | 262.2231 | 759.0248 | 800 | 800 | 800 | 800 | 777.7081
2015-04-14 | 777.7081 | 777.7081 | 777.7081 | 777.7081 | 777.7081 | 800 | 800 | 800 | 800 | 800 | 3.4816e-10 | 0 | 0 | 0 | 0 | 0 | 0 | 2.2585e-10 | 731.9769 | 800 | 800 | 800 | 800 | 776.6667
2015-04-15 | 776.6667 | 776.6667 | 776.6667 | 776.6667 | 776.6667 | 800 | 800 | 800 | 800 | 800 | 0 | 0 | 0 | 0 | 0 | 0 | 384.5159 | 792.4614 | 721.3025 | 800 | 800 | 800 | 800 | 776.6667
2015-04-16 | 776.6667 | 776.6667 | 776.6667 | 776.6667 | 776.6667 | 800 | 800 | 800 | 800 | 800 | 544.1251 | 618.7271 | 719.357 | 595.404 | 595.404 | 570.7827 | 800 | 800 | 800 | 800 | 800 | 800 | 800 | 776.6667
2015-04-17 | 776.6667 | 776.6667 | 776.6667 | 776.6667 | 776.6667 | 800 | 800 | 800 | 800 | 730 | 730 | 800 | 800 | 800 | 800 | 800 | 800 | 800 | 800 | 800 | 800 | 800 | 800 | 776.6667
2015-04-18 | 776.6667 | 776.6667 | 776.6667 | 776.6667 | 776.6667 | 800 | 800 | 800 | 800 | 730 | 730 | 800 | 800 | 800 | 800 | 800 | 800 | 800 | 800 | 800 | 800 | 800 | 800 | 776.6667
2015-04-19 | 776.6667 | 776.6667 | 776.6667 | 776.6667 | 776.6667 | 800 | 800 | 800 | 800 | 800 | 597.4715 | 677.5796 | 658.7551 | 512.0385 | 577.0728 | 577.0728 | 800 | 800 | 800 | 800 | 800 | 800 | 800 | 776.6667
2015-04-20 | 776.6667 | 776.6667 | 776.6667 | 776.6667 | 776.6667 | 800 | 800 | 800 | 800 | 800 | 585.2488 | 585.2488 | 640.0002 | 652.9893 | 564.071 | 564.071 | 595.0517 | 800 | 800 | 800 | 800 | 800 | 800 | 776.6667
2015-04-21 | 776.6667 | 776.6667 | 776.6667 | 776.6667 | 776.6667 | 800 | 800 | 800 | 800 | 662.8395 | 0 | 0 | 0 | 0 | 0 | 402.8493 | 800 | 800 | 800 | 800 | 800 | 800 | 800 | 776.6667
2015-04-22 | 776.6667 | 776.6667 | 776.6667 | 776.6667 | 776.6667 | 800 | 800 | 800 | 800 | 800 | 2.0118 | 0 | 7.3695e-12 | 0 | 0 | 540.318 | 800 | 800 | 800 | 800 | 800 | 800 | 800 | 776.6667
2015-04-23 | 776.6667 | 776.6667 | 776.6667 | 776.6667 | 776.6667 | 800 | 800 | 800 | 800 | 730 | 730 | 800 | 800 | 800 | 800 | 800 | 800 | 800 | 800 | 800 | 800 | 800 | 800 | 776.6667
2015-04-24 | 776.6667 | 776.6667 | 776.6667 | 776.6667 | 776.6667 | 800 | 800 | 800 | 800 | 730 | 730 | 800 | 800 | 800 | 800 | 800 | 800 | 800 | 800 | 800 | 800 | 800 | 800 | 776.6667
2015-04-25 | 776.6667 | 776.6667 | 776.6667 | 776.6667 | 776.6667 | 800 | 800 | 800 | 800 | 730 | 730 | 800 | 800 | 800 | 800 | 800 | 800 | 800 | 800 | 800 | 800 | 800 | 800 | 776.6667
2015-04-26 | 776.6667 | 776.6667 | 776.6667 | 776.6667 | 776.6667 | 800 | 800 | 800 | 800 | 800 | 800 | 684.9511 | 645.8667 | 674.1838 | 572.5438 | 800 | 800 | 800 | 800 | 800 | 800 | 800 | 800 | 776.6667
2015-04-27 | 776.6667 | 776.6667 | 776.6667 | 776.6667 | 776.6667 | 800 | 800 | 800 | 800 | 800 | 800 | 594.451 | 723.8997 | 638.7852 | 480.3402 | 800 | 800 | 800 | 800 | 800 | 800 | 800 | 800 | 776.6667
2015-04-28 | 776.6667 | 776.6667 | 776.6667 | 776.6667 | 776.6667 | 800 | 800 | 800 | 800 | 800 | 522.2176 | 642.2511 | 28.0524 | 41.8465 | 0 | 0 | 653.1109 | 800 | 800 | 800 | 800 | 800 | 800 | 776.6667
2015-04-29 | 776.6667 | 776.6667 | 776.6667 | 776.6667 | 776.6667 | 800 | 800 | 800 | 800 | 800 | 0 | 0 | 0 | 0 | 0 | 0 | -9.8219e-11 | 800 | 800 | 800 | 800 | 800 | 800 | 776.6667
2015-04-30 | 776.6667 | 776.6667 | 776.6667 | 776.6667 | 776.6667 | 800 | 800 | 800 | 800 | 800 | 800 | 631.2129 | 576.5892 | 650.4123 | 562.4829 | 800 | 800 | 800 | 800 | 800 | 800 | 800 | 800 | 0
2015-05-01 | 0 | 0 | 800 | 800 | 800 | 800 | 800 | 800 | 800 | 800 | 800 | 318.1105 | 235.4017 | 293.0172 | 304.7623 | 141.2138 | 447.3494 | 640.0668 | 271.0029 | 84.3183 | 0 | 376.5981 | 800 | 776.6667
2015-05-02 | 776.6667 | 776.6667 | 776.6667 | 776.6667 | 776.6667 | 800 | 800 | 800 | 800 | 798.8531 | 798.8531 | 800 | 754.098 | 754.098 | 754.098 | 800 | 800 | 800 | 800 | 800 | 800 | 800 | 800 | 776.6667
2015-05-03 | 776.6667 | 776.6667 | 776.6667 | 776.6667 | 776.6667 | 800 | 800 | 800 | 800 | 800 | 310.1157 | 0 | 0 | 473.1316 | 444.9947 | 260.8763 | 239.205 | 748.6679 | 800 | 800 | 800 | 800 | 800 | 776.6667
2015-05-04 | 776.6667 | 776.6667 | 776.6667 | 776.6667 | 776.6667 | 800 | 800 | 800 | 800 | 800 | 0 | 0 | 0 | 0 | 0 | 0 | -5.948e-10 | 800 | 800 | 800 | 800 | 800 | 800 | 776.6667
2015-05-05 | 776.6667 | 776.6667 | 776.6667 | 776.6667 | 776.6667 | 800 | 800 | 800 | 800 | 197.7077 | 0 | 0 | 0 | 0 | 0 | 1.3407e-10 | 800 | 800 | 800 | 800 | 800 | 800 | 800 | 776.6667
2015-05-06 | 776.6667 | 776.6667 | 776.6667 | 776.6667 | 776.6667 | 800 | 800 | 800 | 800 | 800 | 677.8606 | 19.1444 | 0 | 0 | 0 | 218.6503 | 751.0412 | 800 | 800 | 800 | 800 | 800 | 800 | 776.6667
2015-05-07 | 776.6667 | 776.6667 | 776.6667 | 776.6667 | 776.6667 | 800 | 800 | 800 | 800 | 800 | 800 | 732.0045 | 751.8557 | 749.7378 | 608.0258 | 598.7382 | 800 | 800 | 800 | 800 | 800 | 800 | 800 | 776.6667
2015-05-08 | 776.6667 | 776.6667 | 776.6667 | 776.6667 | 776.6667 | 800 | 800 | 800 | 800 | 730 | 730 | 800 | 800 | 800 | 800 | 800 | 800 | 800 | 800 | 800 | 800 | 800 | 800 | 776.6667
2015-05-09 | 776.6667 | 776.6667 | 776.6667 | 776.6667 | 776.6667 | 800 | 800 | 800 | 800 | 730 | 730 | 800 | 800 | 800 | 800 | 800 | 800 | 800 | 800 | 800 | 800 | 800 | 800 | 776.6667
2015-05-10 | 776.6667 | 776.6667 | 776.6667 | 776.6667 | 776.6667 | 800 | 800 | 800 | 800 | 800 | 800 | 556.2931 | 669.6776 | 679.4147 | 729.2407 | 670.6818 | 800 | 800 | 800 | 800 | 800 | 800 | 800 | 776.6667
2015-05-11 | 776.6667 | 776.6667 | 776.6667 | 776.6667 | 776.6667 | 800 | 800 | 800 | 800 | 800 | 715.1808 | 0 | 27.4695 | 49.38 | 25.1617 | 0 | 645.9702 | 800 | 800 | 800 | 800 | 800 | 800 | 776.6667
2015-05-12 | 776.6667 | 776.6667 | 776.6667 | 776.6667 | 776.6667 | 800 | 800 | 800 | 800 | 800 | 678.7734 | 87.0022 | 33.8835 | 39.6136 | 24.7792 | 0 | 666.1902 | 800 | 800 | 800 | 800 | 800 | 800 | 776.6667
2015-05-13 | 776.6667 | 776.6667 | 776.6667 | 776.6667 | 776.6667 | 800 | 800 | 800 | 800 | 800 | 658.1381 | 658.1381 | 69.8407 | 126.9466 | 23.1403 | 0 | 0 | 376.4838 | 800 | 800 | 800 | 800 | 800 | 776.6667
2015-05-14 | 776.6667 | 776.6667 | 776.6667 | 776.6667 | 776.6667 | 800 | 800 | 800 | 800 | 800 | 597.3059 | 602.9354 | 718.2607 | 634.9352 | 625.6776 | 628.091 | 800 | 800 | 800 | 800 | 800 | 800 | 800 | 776.6667
2015-05-15 | 776.6667 | 776.6667 | 776.6667 | 776.6667 | 776.6667 | 800 | 800 | 800 | 800 | 730 | 730 | 800 | 800 | 800 | 800 | 800 | 800 | 800 | 800 | 800 | 800 | 800 | 800 | 776.6667
2015-05-16 | 776.6667 | 776.6667 | 776.6667 | 776.6667 | 776.6667 | 800 | 800 | 800 | 800 | 730 | 730 | 800 | 800 | 800 | 800 | 800 | 800 | 800 | 800 | 800 | 800 | 800 | 800 | 776.6667
2015-05-17 | 776.6667 | 776.6667 | 776.6667 | 776.6667 | 776.6667 | 800 | 800 | 800 | 800 | 687.4665 | 711.9197 | 711.9197 | 647.2322 | 664.1111 | 643.6127 | 726.4318 | 800 | 800 | 800 | 800 | 800 | 800 | 800 | 776.6667
2015-05-18 | 776.6667 | 776.6667 | 776.6667 | 776.6667 | 776.6667 | 800 | 800 | 800 | 800 | 800 | 800 | 713.4167 | 610.7006 | 22.6162 | 0 | 0 | 0 | 293.5079 | 800 | 800 | 800 | 800 | 800 | 783.3432
2015-05-19 | 783.3432 | 783.3432 | 783.3432 | 783.3432 | 783.3432 | 800 | 800 | 800 | 800 | 800 | 800 | 0 | 0 | 0 | 0 | 0 | 619.8604 | 800 | 800 | 800 | 800 | 800 | 800 | 776.6667
2015-05-20 | 776.6667 | 776.6667 | 776.6667 | 776.6667 | 776.6667 | 800 | 800 | 800 | 800 | 800 | 800 | 613.4955 | 596.2549 | 593.3372 | 500.149 | 500.149 | 583.7555 | 800 | 800 | 800 | 800 | 800 | 800 | 776.6667
2015-05-21 | 776.6667 | 776.6667 | 776.6667 | 776.6667 | 776.6667 | 800 | 800 | 800 | 800 | 730 | 730 | 800 | 800 | 800 | 800 | 800 | 800 | 800 | 800 | 800 | 800 | 800 | 800 | 776.6667
2015-05-22 | 776.6667 | 776.6667 | 776.6667 | 776.6667 | 776.6667 | 800 | 800 | 800 | 800 | 730 | 730 | 800 | 800 | 800 | 800 | 800 | 800 | 800 | 800 | 800 | 800 | 800 | 800 | 776.6667
2015-05-23 | 776.6667 | 776.6667 | 776.6667 | 776.6667 | 776.6667 | 800 | 800 | 800 | 800 | 730 | 730 | 800 | 800 | 800 | 800 | 800 | 800 | 800 | 800 | 800 | 800 | 800 | 800 | 776.6667
2015-05-24 | 776.6667 | 776.6667 | 776.6667 | 776.6667 | 776.6667 | 800 | 800 | 800 | 800 | 730 | 730 | 800 | 800 | 800 | 800 | 800 | 800 | 800 | 800 | 800 | 800 | 800 | 800 | 776.6667
2015-05-25 | 776.6667 | 776.6667 | 776.6667 | 776.6667 | 776.6667 | 800 | 800 | 800 | 800 | 800 | 800 | 539.8455 | 651.8596 | 797.0806 | 800 | 800 | 800 | 800 | 800 | 800 | 800 | 800 | 800 | 776.6667
2015-05-26 | 776.6667 | 776.6667 | 776.6667 | 776.6667 | 776.6667 | 800 | 800 | 800 | 800 | 730 | 730 | 800 | 800 | 800 | 800 | 800 | 800 | 800 | 800 | 800 | 800 | 800 | 800 | 776.6667
2015-05-27 | 776.6667 | 776.6667 | 776.6667 | 776.6667 | 776.6667 | 800 | 800 | 800 | 800 | 730 | 730 | 800 | 800 | 800 | 800 | 800 | 800 | 800 | 800 | 800 | 800 | 800 | 800 | 776.6667
2015-05-28 | 776.6667 | 776.6667 | 776.6667 | 776.6667 | 776.6667 | 800 | 800 | 800 | 800 | 730 | 730 | 800 | 800 | 800 | 800 | 800 | 800 | 800 | 800 | 800 | 800 | 800 | 800 | 776.6667
2015-05-29 | 776.6667 | 776.6667 | 776.6667 | 776.6667 | 776.6667 | 800 | 800 | 800 | 800 | 730 | 730 | 800 | 800 | 800 | 800 | 800 | 800 | 800 | 800 | 800 | 800 | 800 | 800 | 776.6667
2015-05-30 | 776.6667 | 776.6667 | 776.6667 | 776.6667 | 776.6667 | 800 | 800 | 800 | 800 | 730 | 730 | 800 | 800 | 800 | 800 | 800 | 800 | 800 | 800 | 800 | 800 | 800 | 800 | 776.6667
2015-05-31 | 776.6667 | 776.6667 | 776.6667 | 776.6667 | 776.6667 | 800 | 800 | 800 | 800 | 730 | 730 | 800 | 800 | 800 | 800 | 800 | 800 | 800 | 800 | 800 | 800 | 800 | 800 | 776.6667
2015-06-01 | 776.6667 | 776.6667 | 776.6667 | 776.6667 | 776.6667 | 800 | 800 | 800 | 800 | 800 | 0 | 0 | 0 | 0 | 0 | 0 | 1.5546e-10 | 800 | 800 | 800 | 800 | 800 | 800 | 776.6667
2015-06-02 | 776.6667 | 776.6667 | 776.6667 | 776.6667 | 776.6667 | 800 | 800 | 800 | 800 | 800 | 0 | 0 | 0 | 0 | 0 | 0 | 9.23e-11 | 800 | 800 | 800 | 800 | 800 | 800 | 776.6667
2015-06-03 | 776.6667 | 776.6667 | 776.6667 | 776.6667 | 776.6667 | 800 | 800 | 800 | 800 | 800 | 800 | 681.0011 | 677.169 | 684.801 | 695.2889 | 536.4097 | 552.7737 | 800 | 800 | 800 | 800 | 800 | 800 | 776.6667
2015-06-04 | 776.6667 | 776.6667 | 776.6667 | 776.6667 | 776.6667 | 800 | 800 | 800 | 800 | 800 | 800 | 670.8566 | 609.5626 | 683.0793 | 574.4427 | 489.444 | 800 | 800 | 800 | 800 | 800 | 800 | 800 | 776.6667
2015-06-05 | 776.6667 | 776.6667 | 776.6667 | 776.6667 | 776.6667 | 800 | 800 | 800 | 800 | 730 | 730 | 800 | 800 | 800 | 800 | 800 | 800 | 800 | 800 | 800 | 800 | 800 | 800 | 776.6667
2015-06-06 | 776.6667 | 776.6667 | 776.6667 | 776.6667 | 776.6667 | 800 | 800 | 800 | 800 | 730 | 730 | 800 | 800 | 800 | 800 | 800 | 800 | 800 | 800 | 800 | 800 | 800 | 800 | 776.6667
2015-06-07 | 776.6667 | 776.6667 | 776.6667 | 776.6667 | 776.6667 | 800 | 800 | 800 | 800 | 800 | 800 | 82.9865 | 0 | 83.496 | 0.89971 | 0 | 637.7005 | 800 | 800 | 800 | 800 | 800 | 800 | 776.6667
2015-06-08 | 776.6667 | 776.6667 | 776.6667 | 776.6667 | 776.6667 | 800 | 800 | 800 | 800 | 800 | 800 | 0 | 0 | 0 | 0 | 0 | 0 | 0 | 800 | 800 | 800 | 800 | 800 | 776.6667
2015-06-09 | 776.6667 | 776.6667 | 776.6667 | 776.6667 | 776.6667 | 800 | 800 | 800 | 800 | 800 | 172.2478 | 0 | 0 | 0 | 1.7727e-11 | 0 | 634.1703 | 800 | 800 | 800 | 800 | 800 | 800 | 776.6667
2015-06-10 | 776.6667 | 776.6667 | 776.6667 | 776.6667 | 776.6667 | 800 | 800 | 800 | 800 | 800 | 568.8662 | 0 | 4.1509 | 28.6614 | 0 | 0 | 623.3049 | 800 | 800 | 800 | 800 | 800 | 800 | 776.6667
2015-06-11 | 776.6667 | 776.6667 | 776.6667 | 776.6667 | 776.6667 | 800 | 800 | 800 | 800 | 800 | 800 | 800 | 737.8948 | 679.7955 | 585.4514 | 533.5279 | 800 | 800 | 800 | 800 | 800 | 800 | 800 | 776.6667
2015-06-12 | 776.6667 | 776.6667 | 776.6667 | 776.6667 | 776.6667 | 800 | 800 | 800 | 800 | 730 | 730 | 800 | 800 | 800 | 800 | 800 | 800 | 800 | 800 | 800 | 800 | 800 | 800 | 776.6667
2015-06-13 | 776.6667 | 776.6667 | 776.6667 | 776.6667 | 776.6667 | 800 | 800 | 800 | 800 | 730 | 730 | 800 | 800 | 800 | 800 | 800 | 800 | 800 | 800 | 800 | 800 | 800 | 800 | 776.6667
2015-06-14 | 776.6667 | 776.6667 | 776.6667 | 776.6667 | 776.6667 | 800 | 800 | 800 | 800 | 800 | 800 | 800 | 625.6141 | 0 | 0 | 0 | 551.544 | 800 | 800 | 800 | 800 | 800 | 800 | 776.6667
2015-06-15 | 776.6667 | 776.6667 | 776.6667 | 776.6667 | 776.6667 | 800 | 800 | 800 | 800 | 800 | 800 | 800 | 0 | 0 | 0 | 0 | 800 | 800 | 800 | 800 | 800 | 800 | 800 | 776.6667
2015-06-16 | 776.6667 | 776.6667 | 776.6667 | 776.6667 | 776.6667 | 800 | 800 | 800 | 800 | 730 | 730 | 800 | 800 | 800 | 800 | 800 | 800 | 800 | 800 | 800 | 800 | 800 | 800 | 776.6667
2015-06-17 | 776.6667 | 776.6667 | 776.6667 | 776.6667 | 776.6667 | 800 | 800 | 800 | 800 | 730 | 730 | 800 | 800 | 800 | 800 | 800 | 800 | 800 | 800 | 800 | 800 | 800 | 800 | 776.6667
2015-06-18 | 776.6667 | 776.6667 | 776.6667 | 776.6667 | 776.6667 | 800 | 800 | 800 | 800 | 730 | 730 | 800 | 800 | 800 | 800 | 800 | 800 | 800 | 800 | 800 | 800 | 800 | 800 | 776.6667
2015-06-19 | 776.6667 | 776.6667 | 776.6667 | 776.6667 | 776.6667 | 800 | 800 | 800 | 800 | 730 | 730 | 800 | 800 | 800 | 800 | 800 | 800 | 800 | 800 | 800 | 800 | 800 | 800 | 776.6667
2015-06-20 | 776.6667 | 776.6667 | 776.6667 | 776.6667 | 776.6667 | 800 | 800 | 800 | 800 | 730 | 730 | 800 | 800 | 800 | 800 | 800 | 800 | 800 | 800 | 800 | 800 | 800 | 800 | 776.6667
2015-06-21 | 776.6667 | 776.6667 | 776.6667 | 776.6667 | 776.6667 | 800 | 800 | 800 | 800 | 800 | 800 | 311.0282 | 285.9988 | 295.5745 | 282.86 | 800 | 800 | 800 | 800 | 800 | 800 | 800 | 800 | 776.6667
2015-06-22 | 776.6667 | 776.6667 | 776.6667 | 776.6667 | 776.6667 | 800 | 800 | 800 | 800 | 800 | 800 | 301.3946 | 244.4193 | 306.933 | 237.1438 | 800 | 800 | 800 | 800 | 800 | 800 | 800 | 800 | 776.6667
2015-06-23 | 776.6667 | 776.6667 | 776.6667 | 776.6667 | 776.6667 | 800 | 800 | 800 | 800 | 800 | 268.6809 | 268.6809 | 344.0918 | 391.0862 | 381.663 | 800 | 800 | 800 | 800 | 800 | 800 | 800 | 800 | 776.6667
2015-06-24 | 776.6667 | 776.6667 | 776.6667 | 776.6667 | 776.6667 | 800 | 800 | 800 | 800 | 800 | 318.684 | 360.3851 | 419.4106 | 440.1987 | 341.2231 | 266.8114 | 800 | 800 | 800 | 800 | 800 | 800 | 800 | 776.6667
2015-06-25 | 776.6667 | 776.6667 | 776.6667 | 776.6667 | 776.6667 | 800 | 800 | 800 | 800 | 800 | 800 | 626.638 | 289.4319 | 410.878 | 298.3145 | 271.208 | 247.728 | 687.3386 | 800 | 800 | 800 | 800 | 800 | 776.6667
2015-06-26 | 776.6667 | 776.6667 | 776.6667 | 776.6667 | 776.6667 | 800 | 800 | 800 | 800 | 730 | 730 | 800 | 800 | 800 | 800 | 800 | 800 | 800 | 800 | 800 | 800 | 800 | 800 | 776.6667
2015-06-27 | 776.6667 | 776.6667 | 776.6667 | 776.6667 | 776.6667 | 800 | 800 | 800 | 800 | 730 | 730 | 800 | 800 | 800 | 800 | 800 | 800 | 800 | 800 | 800 | 800 | 800 | 800 | 776.6667
2015-06-28 | 776.6667 | 776.6667 | 776.6667 | 776.6667 | 776.6667 | 800 | 800 | 800 | 800 | 730 | 730 | 800 | 800 | 800 | 800 | 800 | 800 | 800 | 800 | 800 | 800 | 800 | 800 | 776.6667
2015-06-29 | 776.6667 | 776.6667 | 776.6667 | 776.6667 | 776.6667 | 800 | 800 | 800 | 800 | 730 | 730 | 800 | 800 | 800 | 800 | 800 | 800 | 800 | 800 | 800 | 800 | 800 | 800 | 776.6667
2015-06-30 | 776.6667 | 776.6667 | 776.6667 | 776.6667 | 776.6667 | 800 | 800 | 800 | 800 | 730 | 730 | 800 | 800 | 800 | 800 | 800 | 800 | 800 | 800 | 800 | 800 | 800 | 800 | 776.6667
2015-07-01 | 776.6667 | 776.6667 | 776.6667 | 776.6667 | 776.6667 | 800 | 800 | 800 | 800 | 800 | 0 | 0 | 0 | 0 | 0 | 0 | 0 | 0 | 800 | 800 | 800 | 800 | 800 | 776.6667
2015-07-02 | 776.6667 | 776.6667 | 776.6667 | 776.6667 | 776.6667 | 800 | 800 | 800 | 800 | 800 | 0 | 0 | 0 | 0 | 301.814 | 633.9426 | 800 | 800 | 800 | 800 | 800 | 800 | 800 | 776.6667
2015-07-03 | 776.6667 | 776.6667 | 776.6667 | 776.6667 | 776.6667 | 800 | 800 | 800 | 800 | 730 | 730 | 800 | 800 | 800 | 800 | 800 | 800 | 800 | 800 | 800 | 800 | 800 | 800 | 776.6667
2015-07-04 | 776.6667 | 776.6667 | 776.6667 | 776.6667 | 776.6667 | 800 | 800 | 800 | 800 | 730 | 730 | 800 | 800 | 800 | 800 | 800 | 800 | 800 | 800 | 800 | 800 | 800 | 800 | 776.6667
2015-07-05 | 776.6667 | 776.6667 | 776.6667 | 776.6667 | 776.6667 | 800 | 800 | 800 | 800 | 800 | 0 | 0 | 0 | 0 | 0 | 1.857e-10 | 800 | 800 | 800 | 800 | 800 | 800 | 800 | 776.6667
2015-07-06 | 776.6667 | 776.6667 | 776.6667 | 776.6667 | 776.6667 | 800 | 800 | 800 | 800 | 609.8542 | 0 | 0 | 0 | 0 | 0 | 1.5097e-10 | 800 | 800 | 800 | 800 | 800 | 800 | 800 | 776.6667
2015-07-07 | 776.6667 | 776.6667 | 776.6667 | 776.6667 | 776.6667 | 800 | 800 | 800 | 800 | 0 | 0 | 0 | 0 | 0 | 0 | 147.6064 | 800 | 800 | 800 | 800 | 800 | 800 | 800 | 776.6667
2015-07-08 | 776.6667 | 776.6667 | 776.6667 | 776.6667 | 776.6667 | 800 | 800 | 800 | 800 | 730 | 730 | 800 | 800 | 800 | 800 | 800 | 800 | 800 | 800 | 800 | 800 | 800 | 800 | 776.6667
2015-07-09 | 776.6667 | 776.6667 | 776.6667 | 776.6667 | 776.6667 | 800 | 800 | 800 | 800 | 800 | 800 | 467.134 | 587.1936 | 558.6598 | 503.304 | 800 | 800 | 800 | 800 | 800 | 800 | 800 | 800 | 776.6667
2015-07-10 | 776.6667 | 776.6667 | 776.6667 | 776.6667 | 776.6667 | 800 | 800 | 800 | 800 | 730 | 730 | 800 | 800 | 800 | 800 | 800 | 800 | 800 | 800 | 800 | 800 | 800 | 800 | 776.6667
2015-07-11 | 776.6667 | 776.6667 | 776.6667 | 776.6667 | 776.6667 | 800 | 800 | 800 | 800 | 730 | 730 | 800 | 800 | 800 | 800 | 800 | 800 | 800 | 800 | 800 | 800 | 800 | 800 | 776.6667
2015-07-12 | 776.6667 | 776.6667 | 776.6667 | 776.6667 | 776.6667 | 800 | 800 | 800 | 800 | 800 | 800 | 800 | 569.6977 | 608.8692 | 550.8936 | 465.8775 | 477.0406 | 800 | 800 | 800 | 800 | 800 | 800 | 776.6667
2015-07-13 | 776.6667 | 776.6667 | 776.6667 | 776.6667 | 776.6667 | 800 | 800 | 800 | 800 | 800 | 800 | 625.7635 | 567.5416 | 529.2277 | 460.9056 | 460.9056 | 622.4441 | 800 | 800 | 800 | 800 | 800 | 800 | 776.6667
2015-07-14 | 776.6667 | 776.6667 | 776.6667 | 776.6667 | 776.6667 | 800 | 800 | 800 | 800 | 800 | 800 | 800 | 800 | 0 | 0 | 0 | 0 | 800 | 800 | 800 | 800 | 800 | 800 | 776.6667
2015-07-15 | 776.6667 | 776.6667 | 776.6667 | 776.6667 | 776.6667 | 800 | 800 | 800 | 800 | 730 | 730 | 800 | 800 | 800 | 800 | 800 | 800 | 800 | 800 | 800 | 800 | 800 | 800 | 776.6667
2015-07-16 | 776.6667 | 776.6667 | 776.6667 | 776.6667 | 776.6667 | 800 | 800 | 800 | 800 | 730 | 730 | 800 | 800 | 800 | 800 | 800 | 800 | 800 | 800 | 800 | 800 | 800 | 800 | 776.6667
2015-07-17 | 776.6667 | 776.6667 | 776.6667 | 776.6667 | 776.6667 | 800 | 800 | 800 | 800 | 730 | 730 | 800 | 800 | 800 | 800 | 800 | 800 | 800 | 800 | 800 | 800 | 800 | 800 | 776.6667
2015-07-18 | 776.6667 | 776.6667 | 776.6667 | 776.6667 | 776.6667 | 800 | 800 | 800 | 800 | 800 | 800 | 800 | 800 | 800 | 800 | 800 | 800 | 730 | 730 | 800 | 800 | 800 | 800 | 776.6667
2015-07-19 | 776.6667 | 776.6667 | 776.6667 | 776.6667 | 776.6667 | 800 | 800 | 800 | 800 | 730 | 730 | 800 | 800 | 800 | 800 | 800 | 800 | 800 | 800 | 800 | 800 | 800 | 800 | 776.6667
2015-07-20 | 776.6667 | 776.6667 | 776.6667 | 776.6667 | 776.6667 | 800 | 800 | 800 | 800 | 730 | 730 | 800 | 800 | 800 | 800 | 800 | 800 | 800 | 800 | 800 | 800 | 800 | 800 | 776.6667
2015-07-21 | 776.6667 | 776.6667 | 776.6667 | 776.6667 | 776.6667 | 800 | 800 | 800 | 800 | 730 | 730 | 800 | 800 | 800 | 800 | 800 | 800 | 800 | 800 | 800 | 800 | 800 | 800 | 776.6667
2015-07-22 | 776.6667 | 776.6667 | 776.6667 | 776.6667 | 776.6667 | 800 | 800 | 800 | 800 | 730 | 730 | 800 | 800 | 800 | 800 | 800 | 800 | 800 | 800 | 800 | 800 | 800 | 800 | 776.6667
2015-07-23 | 776.6667 | 776.6667 | 776.6667 | 776.6667 | 776.6667 | 800 | 800 | 800 | 800 | 730 | 730 | 800 | 800 | 800 | 800 | 800 | 800 | 800 | 800 | 800 | 800 | 800 | 800 | 776.6667
2015-07-24 | 776.6667 | 776.6667 | 776.6667 | 776.6667 | 776.6667 | 800 | 800 | 800 | 800 | 730 | 730 | 800 | 800 | 800 | 800 | 800 | 800 | 800 | 800 | 800 | 800 | 800 | 800 | 776.6667
2015-07-25 | 776.6667 | 776.6667 | 776.6667 | 776.6667 | 776.6667 | 800 | 800 | 800 | 800 | 730 | 730 | 800 | 800 | 800 | 800 | 800 | 800 | 800 | 800 | 800 | 800 | 800 | 800 | 776.6667
2015-07-26 | 776.6667 | 776.6667 | 776.6667 | 776.6667 | 776.6667 | 800 | 800 | 800 | 800 | 730 | 730 | 800 | 800 | 800 | 800 | 800 | 800 | 800 | 800 | 800 | 800 | 800 | 800 | 776.6667
2015-07-27 | 776.6667 | 776.6667 | 776.6667 | 776.6667 | 776.6667 | 800 | 800 | 800 | 800 | 730 | 730 | 800 | 800 | 800 | 800 | 800 | 800 | 800 | 800 | 800 | 800 | 800 | 800 | 776.6667
2015-07-28 | 776.6667 | 776.6667 | 776.6667 | 776.6667 | 776.6667 | 800 | 800 | 800 | 800 | 730 | 730 | 800 | 800 | 800 | 800 | 800 | 800 | 800 | 800 | 800 | 800 | 800 | 800 | 776.6667
2015-07-29 | 776.6667 | 776.6667 | 776.6667 | 776.6667 | 776.6667 | 800 | 800 | 800 | 800 | 730 | 730 | 800 | 800 | 800 | 800 | 800 | 800 | 800 | 800 | 800 | 800 | 800 | 800 | 776.6667
2015-07-30 | 776.6667 | 776.6667 | 776.6667 | 776.6667 | 776.6667 | 800 | 800 | 800 | 800 | 730 | 730 | 800 | 800 | 800 | 800 | 800 | 800 | 800 | 800 | 800 | 800 | 800 | 800 | 776.6667
2015-07-31 | 776.6667 | 776.6667 | 776.6667 | 776.6667 | 776.6667 | 800 | 800 | 800 | 800 | 730 | 730 | 800 | 800 | 800 | 800 | 800 | 800 | 800 | 800 | 800 | 800 | 800 | 800 | 776.6667
2015-08-01 | 776.6667 | 776.6667 | 776.6667 | 776.6667 | 776.6667 | 800 | 800 | 800 | 800 | 800 | 800 | 800 | 753.3333 | 753.3333 | 753.3333 | 800 | 800 | 800 | 800 | 800 | 800 | 800 | 800 | 776.6667
2015-08-02 | 776.6667 | 776.6667 | 776.6667 | 776.6667 | 776.6667 | 800 | 800 | 800 | 800 | 800 | 0 | 0 | 0 | 0 | 0 | 0 | -9.0342e-11 | 401.0915 | 800 | 800 | 800 | 800 | 800 | 776.6667
2015-08-03 | 776.6667 | 776.6667 | 776.6667 | 776.6667 | 776.6667 | 800 | 800 | 800 | 800 | 800 | 800 | 0 | 0 | 0 | 0 | 0 | 5.4459e-11 | 800 | 800 | 800 | 800 | 800 | 800 | 776.6667
2015-08-04 | 776.6667 | 776.6667 | 776.6667 | 776.6667 | 776.6667 | 800 | 800 | 800 | 800 | 800 | 800 | 649.986 | 536.5444 | 506.336 | 540.6194 | 583.1109 | 630.9435 | 800 | 800 | 800 | 800 | 800 | 800 | 776.6667
2015-08-05 | 776.6667 | 776.6667 | 776.6667 | 776.6667 | 776.6667 | 800 | 800 | 800 | 800 | 800 | 800 | 622.8791 | 492.0618 | 635.7661 | 549.2349 | 582.2284 | 800 | 800 | 800 | 800 | 800 | 800 | 800 | 776.6667
2015-08-06 | 776.6667 | 776.6667 | 776.6667 | 776.6667 | 776.6667 | 800 | 800 | 800 | 800 | 730 | 730 | 800 | 800 | 800 | 800 | 800 | 800 | 800 | 800 | 800 | 800 | 800 | 800 | 776.6667
2015-08-07 | 776.6667 | 776.6667 | 776.6667 | 776.6667 | 776.6667 | 800 | 800 | 800 | 800 | 730 | 730 | 800 | 800 | 800 | 800 | 800 | 800 | 800 | 800 | 800 | 800 | 800 | 800 | 776.6667
2015-08-08 | 776.6667 | 776.6667 | 776.6667 | 776.6667 | 776.6667 | 800 | 800 | 800 | 800 | 730 | 730 | 800 | 800 | 800 | 800 | 800 | 800 | 800 | 800 | 800 | 800 | 800 | 800 | 776.6667
2015-08-09 | 776.6667 | 776.6667 | 776.6667 | 776.6667 | 776.6667 | 800 | 800 | 800 | 800 | 800 | 800 | 610.019 | 619.9516 | 593.0758 | 552.4064 | 523.7155 | 800 | 800 | 800 | 800 | 800 | 800 | 800 | 776.6667
2015-08-10 | 776.6667 | 776.6667 | 776.6667 | 776.6667 | 776.6667 | 800 | 800 | 800 | 800 | 800 | 800 | 644.13 | 643.4575 | 658.9214 | 706.0921 | 565.7222 | 800 | 800 | 800 | 800 | 800 | 800 | 800 | 776.6667
2015-08-11 | 776.6667 | 776.6667 | 776.6667 | 776.6667 | 776.6667 | 800 | 800 | 800 | 800 | 800 | 800 | 638.9513 | 622.6942 | 667.0774 | 641.9707 | 538.5072 | 800 | 800 | 800 | 800 | 800 | 800 | 800 | 776.6667
2015-08-12 | 776.6667 | 776.6667 | 776.6667 | 776.6667 | 776.6667 | 800 | 800 | 800 | 800 | 800 | 800 | 800 | 621.9071 | 659.5366 | 649.3483 | 581.8174 | 800 | 800 | 800 | 800 | 800 | 800 | 800 | 776.6667
2015-08-13 | 776.6667 | 776.6667 | 776.6667 | 776.6667 | 776.6667 | 800 | 800 | 800 | 800 | 730 | 730 | 800 | 800 | 800 | 800 | 800 | 800 | 800 | 800 | 800 | 800 | 800 | 800 | 776.6667
2015-08-14 | 776.6667 | 776.6667 | 776.6667 | 776.6667 | 776.6667 | 800 | 800 | 800 | 800 | 800 | 800 | 800 | 800 | 800 | 800 | 800 | 800 | 730 | 730 | 800 | 800 | 800 | 800 | 776.6667
2015-08-15 | 776.6667 | 776.6667 | 776.6667 | 776.6667 | 776.6667 | 800 | 800 | 800 | 800 | 800 | 800 | 800 | 800 | 800 | 800 | 800 | 800 | 753.3333 | 753.3333 | 753.3333 | 800 | 800 | 800 | 776.6667
2015-08-16 | 776.6667 | 776.6667 | 776.6667 | 776.6667 | 776.6667 | 800 | 800 | 800 | 800 | 734.0148 | 734.0148 | 800 | 800 | 800 | 791.9704 | 800 | 800 | 800 | 800 | 800 | 800 | 800 | 800 | 776.6667
2015-08-17 | 776.6667 | 776.6667 | 776.6667 | 776.6667 | 776.6667 | 800 | 800 | 800 | 800 | 800 | 800 | 800 | 800 | 0 | 0 | 0 | 0 | 800 | 800 | 800 | 800 | 800 | 800 | 776.6667
2015-08-18 | 776.6667 | 776.6667 | 776.6667 | 776.6667 | 776.6667 | 800 | 800 | 800 | 800 | 800 | 800 | 650.2266 | 577.4166 | 643.7259 | 800 | 800 | 800 | 800 | 800 | 800 | 800 | 800 | 800 | 776.6667
2015-08-19 | 776.6667 | 776.6667 | 776.6667 | 776.6667 | 776.6667 | 800 | 800 | 800 | 800 | 730 | 730 | 800 | 800 | 800 | 800 | 800 | 800 | 800 | 800 | 800 | 800 | 800 | 800 | 776.6667
2015-08-20 | 776.6667 | 776.6667 | 776.6667 | 776.6667 | 776.6667 | 800 | 800 | 800 | 800 | 730 | 730 | 800 | 800 | 800 | 800 | 800 | 800 | 800 | 800 | 800 | 800 | 800 | 800 | 776.6667
2015-08-21 | 776.6667 | 776.6667 | 776.6667 | 776.6667 | 776.6667 | 800 | 800 | 800 | 800 | 800 | 800 | 800 | 800 | 800 | 800 | 800 | 800 | 660 | 800 | 800 | 800 | 800 | 800 | 776.6667
2015-08-22 | 776.6667 | 776.6667 | 776.6667 | 776.6667 | 776.6667 | 800 | 800 | 800 | 800 | 730 | 730 | 800 | 800 | 800 | 800 | 800 | 800 | 800 | 800 | 800 | 800 | 800 | 800 | 776.6667
2015-08-23 | 776.6667 | 776.6667 | 776.6667 | 776.6667 | 776.6667 | 800 | 800 | 800 | 800 | 800 | 800 | 800 | 800 | 800 | 800 | 800 | 800 | 730 | 730 | 800 | 800 | 800 | 800 | 776.6667
2015-08-24 | 776.6667 | 776.6667 | 776.6667 | 776.6667 | 776.6667 | 800 | 800 | 800 | 800 | 730 | 730 | 800 | 800 | 800 | 800 | 800 | 800 | 800 | 800 | 800 | 800 | 800 | 800 | 776.6667
2015-08-25 | 776.6667 | 776.6667 | 776.6667 | 776.6667 | 776.6667 | 800 | 800 | 800 | 800 | 730 | 730 | 800 | 800 | 800 | 800 | 800 | 800 | 800 | 800 | 800 | 800 | 800 | 800 | 776.6667
2015-08-26 | 776.6667 | 776.6667 | 776.6667 | 776.6667 | 776.6667 | 800 | 800 | 800 | 800 | 800 | 800 | 800 | 368.8772 | 103.9293 | 293.0711 | 800 | 800 | 800 | 800 | 800 | 800 | 800 | 800 | 776.6667
2015-08-27 | 776.6667 | 776.6667 | 776.6667 | 776.6667 | 776.6667 | 800 | 800 | 800 | 800 | 800 | 800 | 800 | 800 | 800 | 800 | 800 | 800 | 730 | 730 | 800 | 800 | 800 | 800 | 776.6667
2015-08-28 | 776.6667 | 776.6667 | 776.6667 | 776.6667 | 776.6667 | 800 | 800 | 800 | 800 | 730 | 730 | 800 | 800 | 800 | 800 | 800 | 800 | 800 | 800 | 800 | 800 | 800 | 800 | 776.6667
2015-08-29 | 776.6667 | 776.6667 | 776.6667 | 776.6667 | 776.6667 | 800 | 800 | 800 | 800 | 730 | 730 | 800 | 800 | 800 | 800 | 800 | 800 | 800 | 800 | 800 | 800 | 800 | 800 | 776.6667
2015-08-30 | 776.6667 | 776.6667 | 776.6667 | 776.6667 | 776.6667 | 800 | 800 | 800 | 800 | 730 | 730 | 800 | 800 | 800 | 800 | 800 | 800 | 800 | 800 | 800 | 800 | 800 | 800 | 776.6667
2015-08-31 | 776.6667 | 776.6667 | 776.6667 | 776.6667 | 776.6667 | 800 | 800 | 800 | 800 | 730 | 730 | 800 | 800 | 800 | 800 | 800 | 800 | 800 | 800 | 800 | 800 | 800 | 800 | 776.6667
2015-09-01 | 776.6667 | 776.6667 | 776.6667 | 776.6667 | 776.6667 | 800 | 800 | 800 | 800 | 800 | 0 | 0 | 0 | 0 | 0 | 0 | 800 | 800 | 800 | 800 | 800 | 800 | 800 | 776.6667
2015-09-02 | 776.6667 | 776.6667 | 776.6667 | 776.6667 | 776.6667 | 800 | 800 | 800 | 800 | 800 | 800 | 800 | 0 | 0 | 0 | 5.6906e-11 | 800 | 800 | 800 | 800 | 800 | 800 | 800 | 776.6667
2015-09-03 | 776.6667 | 776.6667 | 776.6667 | 776.6667 | 776.6667 | 800 | 800 | 800 | 800 | 800 | 800 | 667.7632 | 316.2909 | 0 | 0 | 358.0181 | 800 | 800 | 800 | 800 | 800 | 800 | 800 | 776.6667
2015-09-04 | 776.6667 | 776.6667 | 776.6667 | 776.6667 | 776.6667 | 800 | 800 | 800 | 800 | 730 | 730 | 800 | 800 | 800 | 800 | 800 | 800 | 800 | 800 | 800 | 800 | 800 | 800 | 776.6667
2015-09-05 | 776.6667 | 776.6667 | 776.6667 | 776.6667 | 776.6667 | 800 | 800 | 800 | 800 | 730 | 730 | 800 | 800 | 800 | 800 | 800 | 800 | 800 | 800 | 800 | 800 | 800 | 800 | 776.6667
2015-09-06 | 776.6667 | 776.6667 | 776.6667 | 776.6667 | 776.6667 | 800 | 800 | 800 | 800 | 800 | 0 | 0 | 0 | 0 | 0 | 2.1481e-11 | 800 | 800 | 800 | 800 | 800 | 800 | 800 | 776.6667
2015-09-07 | 776.6667 | 776.6667 | 776.6667 | 776.6667 | 776.6667 | 800 | 800 | 800 | 800 | 800 | 572.1413 | 25.5269 | 0 | 19.9189 | 46.0074 | 575.379 | 800 | 800 | 800 | 800 | 800 | 800 | 800 | 776.6667
2015-09-08 | 776.6667 | 776.6667 | 776.6667 | 776.6667 | 776.6667 | 800 | 800 | 800 | 800 | 800 | 0 | 0 | 0 | 0 | 0 | 0 | 4.5054e-10 | 800 | 800 | 800 | 800 | 800 | 800 | 776.6667
2015-09-09 | 776.6667 | 776.6667 | 776.6667 | 776.6667 | 776.6667 | 800 | 800 | 800 | 800 | 800 | 800 | 0 | 0 | 0 | 0 | 0 | -9.6535e-11 | 800 | 800 | 800 | 800 | 800 | 800 | 776.6667
2015-09-10 | 776.6667 | 776.6667 | 776.6667 | 776.6667 | 776.6667 | 800 | 800 | 800 | 800 | 800 | 643.6563 | 0 | 0 | 89.5796 | 25.6292 | 625.3191 | 800 | 800 | 800 | 800 | 800 | 800 | 800 | 776.6667
2015-09-11 | 776.6667 | 776.6667 | 776.6667 | 776.6667 | 776.6667 | 800 | 800 | 800 | 800 | 730 | 730 | 800 | 800 | 800 | 800 | 800 | 800 | 800 | 800 | 800 | 800 | 800 | 800 | 776.6667
2015-09-12 | 776.6667 | 776.6667 | 776.6667 | 776.6667 | 776.6667 | 800 | 800 | 800 | 800 | 730 | 730 | 800 | 800 | 800 | 800 | 800 | 800 | 800 | 800 | 800 | 800 | 800 | 800 | 776.6667
2015-09-13 | 776.6667 | 776.6667 | 776.6667 | 776.6667 | 776.6667 | 800 | 800 | 800 | 800 | 800 | 800 | 657.4521 | -2.3728e-10 | 0 | 0 | 0 | 800 | 800 | 800 | 800 | 800 | 800 | 800 | 776.6667
2015-09-14 | 776.6667 | 776.6667 | 776.6667 | 776.6667 | 776.6667 | 800 | 800 | 800 | 800 | 800 | 800 | 538.2774 | 578.819 | 557.7645 | 511.6127 | 499.3555 | 800 | 800 | 800 | 800 | 800 | 800 | 800 | 776.6667
2015-09-15 | 776.6667 | 776.6667 | 776.6667 | 776.6667 | 776.6667 | 800 | 800 | 800 | 800 | 800 | 800 | 619.7533 | 571.1938 | 532.9392 | 482.0595 | 458.2706 | 800 | 800 | 800 | 800 | 800 | 800 | 800 | 776.6667
2015-09-16 | 776.6667 | 776.6667 | 776.6667 | 776.6667 | 776.6667 | 800 | 800 | 800 | 800 | 800 | 800 | 657.1418 | 605.6086 | 553.8468 | 589.5111 | 484.6514 | 444.3529 | 800 | 800 | 800 | 800 | 800 | 800 | 776.6667
2015-09-17 | 776.6667 | 776.6667 | 776.6667 | 776.6667 | 776.6667 | 800 | 800 | 800 | 800 | 800 | 800 | 800 | 800 | 0 | 0 | 0 | 0 | 800 | 800 | 800 | 800 | 800 | 800 | 776.6667
2015-09-18 | 776.6667 | 776.6667 | 776.6667 | 776.6667 | 776.6667 | 800 | 800 | 800 | 800 | 730 | 730 | 800 | 800 | 800 | 800 | 800 | 800 | 800 | 800 | 800 | 800 | 800 | 800 | 776.6667
2015-09-19 | 776.6667 | 776.6667 | 776.6667 | 776.6667 | 776.6667 | 800 | 800 | 800 | 800 | 730 | 730 | 800 | 800 | 800 | 800 | 800 | 800 | 800 | 800 | 800 | 800 | 800 | 800 | 776.6667
2015-09-20 | 776.6667 | 776.6667 | 776.6667 | 776.6667 | 776.6667 | 800 | 800 | 800 | 800 | 800 | 800 | 800 | 0 | 0 | 0 | 0 | 5.5476e-11 | 800 | 800 | 800 | 800 | 800 | 800 | 776.6667
2015-09-21 | 776.6667 | 776.6667 | 776.6667 | 776.6667 | 776.6667 | 800 | 800 | 800 | 800 | 800 | 800 | 690.1272 | 0 | 0 | 0 | 0 | 0 | 58.7231 | 800 | 800 | 800 | 800 | 800 | 776.6667
2015-09-22 | 776.6667 | 776.6667 | 776.6667 | 776.6667 | 776.6667 | 800 | 800 | 800 | 800 | 800 | 800 | 800 | 671.9378 | 606.2619 | 668.5087 | 620.2712 | 800 | 800 | 800 | 800 | 800 | 800 | 800 | 776.6667
2015-09-23 | 776.6667 | 776.6667 | 776.6667 | 776.6667 | 776.6667 | 800 | 800 | 800 | 800 | 730 | 730 | 800 | 800 | 800 | 800 | 800 | 800 | 800 | 800 | 800 | 800 | 800 | 800 | 776.6667
2015-09-24 | 776.6667 | 776.6667 | 776.6667 | 776.6667 | 776.6667 | 800 | 800 | 800 | 800 | 730 | 730 | 800 | 800 | 800 | 800 | 800 | 800 | 800 | 800 | 800 | 800 | 800 | 800 | 776.6667
2015-09-25 | 776.6667 | 776.6667 | 776.6667 | 776.6667 | 776.6667 | 800 | 800 | 800 | 800 | 730 | 730 | 800 | 800 | 800 | 800 | 800 | 800 | 800 | 800 | 800 | 800 | 800 | 800 | 776.6667
2015-09-26 | 776.6667 | 776.6667 | 776.6667 | 776.6667 | 776.6667 | 800 | 800 | 800 | 800 | 730 | 730 | 800 | 800 | 800 | 800 | 800 | 800 | 800 | 800 | 800 | 800 | 800 | 800 | 776.6667
2015-09-27 | 776.6667 | 776.6667 | 776.6667 | 776.6667 | 776.6667 | 800 | 800 | 800 | 800 | 730 | 730 | 800 | 800 | 800 | 800 | 800 | 800 | 800 | 800 | 800 | 800 | 800 | 800 | 776.6667
2015-09-28 | 776.6667 | 776.6667 | 776.6667 | 776.6667 | 776.6667 | 800 | 800 | 800 | 800 | 730 | 730 | 800 | 800 | 800 | 800 | 800 | 800 | 800 | 800 | 800 | 800 | 800 | 800 | 776.6667
2015-09-29 | 776.6667 | 776.6667 | 776.6667 | 776.6667 | 776.6667 | 800 | 800 | 800 | 800 | 730 | 730 | 800 | 800 | 800 | 800 | 800 | 800 | 800 | 800 | 800 | 800 | 800 | 800 | 776.6667
2015-09-30 | 776.6667 | 776.6667 | 776.6667 | 776.6667 | 776.6667 | 800 | 800 | 800 | 800 | 730 | 730 | 800 | 800 | 800 | 800 | 800 | 800 | 800 | 800 | 800 | 800 | 800 | 800 | 776.6667
2015-10-01 | 776.6667 | 776.6667 | 776.6667 | 776.6667 | 776.6667 | 800 | 800 | 800 | 800 | 800 | 0 | 0 | 0 | 0 | 0 | 0 | -2.1726e-11 | 800 | 800 | 800 | 800 | 800 | 800 | 776.6667
2015-10-02 | 776.6667 | 776.6667 | 776.6667 | 776.6667 | 776.6667 | 800 | 800 | 800 | 800 | 730 | 730 | 800 | 800 | 800 | 800 | 800 | 800 | 800 | 800 | 800 | 800 | 800 | 800 | 776.6667
2015-10-03 | 776.6667 | 776.6667 | 776.6667 | 776.6667 | 776.6667 | 800 | 800 | 800 | 800 | 730 | 730 | 800 | 800 | 800 | 800 | 800 | 800 | 800 | 800 | 800 | 800 | 800 | 800 | 776.6667
2015-10-04 | 776.6667 | 776.6667 | 776.6667 | 776.6667 | 776.6667 | 800 | 800 | 800 | 800 | 800 | 800 | 729.6655 | 634.9632 | 688.9994 | 800 | 800 | 800 | 800 | 800 | 800 | 800 | 800 | 800 | 776.6667
2015-10-05 | 776.6667 | 776.6667 | 776.6667 | 776.6667 | 776.6667 | 800 | 800 | 800 | 800 | 800 | 633.0861 | 17.9588 | 0 | 3.692e-12 | 626.0253 | 800 | 800 | 800 | 800 | 800 | 800 | 800 | 800 | 776.6667
2015-10-06 | 776.6667 | 776.6667 | 776.6667 | 776.6667 | 776.6667 | 800 | 800 | 800 | 800 | 800 | 800 | 704.059 | -2.2894e-10 | 0 | 0 | 0 | 0 | 800 | 800 | 800 | 800 | 800 | 800 | 776.6667
2015-10-07 | 776.6667 | 776.6667 | 776.6667 | 776.6667 | 776.6667 | 800 | 800 | 800 | 800 | 800 | 800 | 0 | 0 | 0 | 0 | 0 | -1.0369e-10 | 800 | 800 | 800 | 800 | 800 | 800 | 776.6667
2015-10-08 | 776.6667 | 776.6667 | 776.6667 | 776.6667 | 776.6667 | 800 | 800 | 800 | 800 | 800 | 800 | 621.7665 | 28.4694 | 7.2135 | 0 | 522.0387 | 800 | 800 | 800 | 800 | 800 | 800 | 800 | 776.6667
2015-10-09 | 776.6667 | 776.6667 | 776.6667 | 776.6667 | 776.6667 | 800 | 800 | 800 | 800 | 730 | 730 | 800 | 800 | 800 | 800 | 800 | 800 | 800 | 800 | 800 | 800 | 800 | 800 | 776.6667
2015-10-10 | 776.6667 | 776.6667 | 776.6667 | 776.6667 | 776.6667 | 800 | 800 | 800 | 800 | 730 | 730 | 800 | 800 | 800 | 800 | 800 | 800 | 800 | 800 | 800 | 800 | 800 | 800 | 776.6667
2015-10-11 | 776.6667 | 776.6667 | 776.6667 | 776.6667 | 776.6667 | 800 | 800 | 800 | 800 | 800 | 800 | 621.6004 | 284.1681 | 0 | 0 | 0 | 486.2852 | 800 | 800 | 800 | 800 | 800 | 800 | 776.6667
2015-10-12 | 776.6667 | 776.6667 | 776.6667 | 776.6667 | 776.6667 | 800 | 800 | 800 | 800 | 0 | 0 | 0 | 0 | 0 | 0 | 0 | -8.2713e-11 | 800 | 800 | 800 | 800 | 800 | 800 | 776.6667
2015-10-13 | 776.6667 | 776.6667 | 776.6667 | 776.6667 | 776.6667 | 800 | 800 | 800 | 800 | 800 | 626.4557 | 0 | 0 | 18.0519 | 0 | 0 | 598.7885 | 800 | 800 | 800 | 800 | 800 | 800 | 776.6667
2015-10-14 | 776.6667 | 776.6667 | 776.6667 | 776.6667 | 776.6667 | 800 | 800 | 800 | 800 | 800 | 621.655 | 0 | 0 | 0 | 19.0007 | 0 | 579.8275 | 800 | 800 | 800 | 800 | 800 | 800 | 776.6667
2015-10-15 | 776.6667 | 776.6667 | 776.6667 | 776.6667 | 776.6667 | 800 | 800 | 800 | 800 | 800 | 800 | 800 | 687.8834 | 10.1836 | 0 | 0 | 572.8315 | 800 | 800 | 800 | 800 | 800 | 800 | 776.6667
2015-10-16 | 776.6667 | 776.6667 | 776.6667 | 776.6667 | 776.6667 | 800 | 800 | 800 | 800 | 730 | 730 | 800 | 800 | 800 | 800 | 800 | 800 | 800 | 800 | 800 | 800 | 800 | 800 | 776.6667
2015-10-17 | 776.6667 | 776.6667 | 776.6667 | 776.6667 | 776.6667 | 800 | 800 | 800 | 800 | 730 | 730 | 800 | 800 | 800 | 800 | 800 | 800 | 800 | 800 | 800 | 800 | 800 | 800 | 776.6667
2015-10-18 | 776.6667 | 776.6667 | 776.6667 | 776.6667 | 776.6667 | 800 | 800 | 800 | 800 | 800 | 800 | 800 | 0 | 0 | 0 | 0 | 800 | 800 | 800 | 800 | 800 | 800 | 800 | 776.6667
2015-10-19 | 776.6667 | 776.6667 | 776.6667 | 776.6667 | 776.6667 | 800 | 800 | 800 | 800 | 800 | 800 | 0 | 0 | 0 | 0 | 0 | -1.3312e-10 | 800 | 800 | 800 | 800 | 800 | 800 | 776.6667
2015-10-20 | 776.6667 | 776.6667 | 776.6667 | 776.6667 | 776.6667 | 800 | 800 | 800 | 800 | 800 | 800 | 800 | 636.7715 | 623.4235 | 529.4821 | 461.651 | 800 | 800 | 800 | 800 | 800 | 800 | 800 | 776.6667
2015-10-21 | 776.6667 | 776.6667 | 776.6667 | 776.6667 | 776.6667 | 800 | 800 | 800 | 800 | 800 | 800 | 800 | 725.4514 | 577.1628 | 635.6077 | 546.5224 | 800 | 800 | 800 | 800 | 800 | 800 | 800 | 776.6667
2015-10-22 | 776.6667 | 776.6667 | 776.6667 | 776.6667 | 776.6667 | 800 | 800 | 800 | 800 | 800 | 800 | 664.183 | 728.4067 | 655.129 | 533.3946 | 468.0953 | 800 | 800 | 800 | 800 | 800 | 800 | 800 | 776.6667
2015-10-23 | 776.6667 | 776.6667 | 776.6667 | 776.6667 | 776.6667 | 800 | 800 | 800 | 800 | 730 | 730 | 800 | 800 | 800 | 800 | 800 | 800 | 800 | 800 | 800 | 800 | 800 | 800 | 776.6667
2015-10-24 | 776.6667 | 776.6667 | 776.6667 | 776.6667 | 776.6667 | 800 | 800 | 800 | 800 | 730 | 730 | 800 | 800 | 800 | 800 | 800 | 800 | 800 | 800 | 800 | 800 | 800 | 800 | 776.6667
2015-10-25 | 776.6667 | 776.6667 | 776.6667 | 776.6667 | 776.6667 | 800 | 800 | 800 | 800 | 800 | 800 | 551.1468 | 648.9477 | 576.9337 | 613.6378 | 521.1291 | 800 | 800 | 800 | 800 | 800 | 800 | 800 | 776.6667
2015-10-26 | 776.6667 | 776.6667 | 776.6667 | 776.6667 | 776.6667 | 800 | 800 | 800 | 800 | 800 | 800 | 590.3902 | 689.4421 | 630.3918 | 617.3768 | 595.2355 | 800 | 800 | 800 | 800 | 800 | 800 | 800 | 776.6667
2015-10-27 | 776.6667 | 776.6667 | 776.6667 | 776.6667 | 776.6667 | 800 | 800 | 800 | 800 | 800 | 800 | 800 | 627.5777 | 679.6372 | 537.9939 | 514.9113 | 800 | 800 | 800 | 800 | 800 | 800 | 800 | 776.6667
2015-10-28 | 776.6667 | 776.6667 | 776.6667 | 776.6667 | 776.6667 | 800 | 800 | 800 | 800 | 800 | 800 | 698.9672 | 665.5566 | 589.5203 | 559.5978 | 551.267 | 800 | 800 | 800 | 800 | 800 | 800 | 800 | 776.6667
2015-10-29 | 776.6667 | 776.6667 | 776.6667 | 776.6667 | 776.6667 | 800 | 800 | 800 | 800 | 800 | 800 | 800 | 634.3095 | 693.0565 | 625.2865 | 800 | 800 | 800 | 800 | 800 | 800 | 800 | 800 | 776.6667
2015-10-30 | 776.6667 | 776.6667 | 776.6667 | 776.6667 | 776.6667 | 800 | 800 | 800 | 800 | 730 | 730 | 800 | 800 | 800 | 800 | 800 | 800 | 800 | 800 | 800 | 800 | 800 | 800 | 776.6667
2015-10-31 | 776.6667 | 776.6667 | 776.6667 | 776.6667 | 776.6667 | 800 | 800 | 800 | 800 | 730 | 730 | 800 | 800 | 800 | 800 | 800 | 800 | 800 | 800 | 800 | 800 | 800 | 800 | 776.6667
2015-11-01 | 776.6667 | 776.6667 | 776.6667 | 776.6667 | 776.6667 | 800 | 800 | 800 | 800 | 800 | 800 | 0 | 0 | 0 | 0 | 0 | 1.796e-10 | 800 | 800 | 800 | 800 | 800 | 800 | 776.6667
2015-11-02 | 776.6667 | 776.6667 | 776.6667 | 776.6667 | 776.6667 | 800 | 800 | 800 | 800 | 800 | 800 | 705.9292 | 498.6103 | 0 | 0 | 0 | 78.1613 | 800 | 800 | 800 | 800 | 800 | 800 | 776.6667
2015-11-03 | 776.6667 | 776.6667 | 776.6667 | 776.6667 | 776.6667 | 800 | 800 | 800 | 800 | 800 | 800 | 602.4106 | 675.2275 | 74.0935 | 0 | 532.2735 | 672.2289 | 800 | 800 | 800 | 800 | 800 | 800 | 776.6667
2015-11-04 | 776.6667 | 776.6667 | 776.6667 | 776.6667 | 776.6667 | 800 | 800 | 800 | 800 | 800 | 800 | 800 | 800 | 800 | 398.6763 | 177.8745 | 0 | 0 | 0 | -1.676e-10 | 800 | 800 | 800 | 776.6667
2015-11-05 | 776.6667 | 776.6667 | 776.6667 | 776.6667 | 776.6667 | 800 | 800 | 800 | 800 | 730 | 730 | 800 | 800 | 800 | 800 | 800 | 800 | 800 | 800 | 800 | 800 | 800 | 800 | 776.6667
2015-11-06 | 776.6667 | 776.6667 | 776.6667 | 776.6667 | 776.6667 | 800 | 800 | 800 | 800 | 730 | 730 | 800 | 800 | 800 | 800 | 800 | 800 | 800 | 800 | 800 | 800 | 800 | 800 | 776.6667
2015-11-07 | 776.6667 | 776.6667 | 776.6667 | 776.6667 | 776.6667 | 800 | 800 | 800 | 800 | 730 | 730 | 800 | 800 | 800 | 800 | 800 | 800 | 800 | 800 | 800 | 800 | 800 | 800 | 776.6667
2015-11-08 | 776.6667 | 776.6667 | 776.6667 | 776.6667 | 776.6667 | 800 | 800 | 800 | 800 | 730 | 730 | 800 | 800 | 800 | 800 | 800 | 800 | 800 | 800 | 800 | 800 | 800 | 800 | 776.6667
2015-11-09 | 776.6667 | 776.6667 | 776.6667 | 776.6667 | 776.6667 | 800 | 800 | 800 | 800 | 730 | 730 | 800 | 800 | 800 | 800 | 800 | 800 | 800 | 800 | 800 | 800 | 800 | 800 | 776.6667
2015-11-10 | 776.6667 | 776.6667 | 776.6667 | 776.6667 | 776.6667 | 800 | 800 | 800 | 800 | 730 | 730 | 800 | 800 | 800 | 800 | 800 | 800 | 800 | 800 | 800 | 800 | 800 | 800 | 776.6667
2015-11-11 | 776.6667 | 776.6667 | 776.6667 | 776.6667 | 776.6667 | 800 | 800 | 800 | 800 | 730 | 730 | 800 | 800 | 800 | 800 | 800 | 800 | 800 | 800 | 800 | 800 | 800 | 800 | 776.6667
2015-11-12 | 776.6667 | 776.6667 | 776.6667 | 776.6667 | 776.6667 | 800 | 800 | 800 | 800 | 730 | 730 | 800 | 800 | 800 | 800 | 800 | 800 | 800 | 800 | 800 | 800 | 800 | 800 | 776.6667
2015-11-13 | 776.6667 | 776.6667 | 776.6667 | 776.6667 | 776.6667 | 800 | 800 | 800 | 800 | 730 | 730 | 800 | 800 | 800 | 800 | 800 | 800 | 800 | 800 | 800 | 800 | 800 | 800 | 776.6667
2015-11-14 | 776.6667 | 776.6667 | 776.6667 | 776.6667 | 776.6667 | 800 | 800 | 800 | 800 | 730 | 730 | 800 | 800 | 800 | 800 | 800 | 800 | 800 | 800 | 800 | 800 | 800 | 800 | 776.6667
2015-11-15 | 776.6667 | 776.6667 | 776.6667 | 776.6667 | 776.6667 | 800 | 800 | 800 | 800 | 730 | 730 | 800 | 800 | 800 | 800 | 800 | 800 | 800 | 800 | 800 | 800 | 800 | 800 | 776.6667
2015-11-16 | 776.6667 | 776.6667 | 776.6667 | 776.6667 | 776.6667 | 800 | 800 | 800 | 800 | 730 | 730 | 800 | 800 | 800 | 800 | 800 | 800 | 800 | 800 | 800 | 800 | 800 | 800 | 776.6667
2015-11-17 | 776.6667 | 776.6667 | 776.6667 | 776.6667 | 776.6667 | 800 | 800 | 800 | 800 | 730 | 730 | 800 | 800 | 800 | 800 | 800 | 800 | 800 | 800 | 800 | 800 | 800 | 800 | 776.6667
2015-11-18 | 776.6667 | 776.6667 | 776.6667 | 776.6667 | 776.6667 | 800 | 800 | 800 | 800 | 730 | 730 | 800 | 800 | 800 | 800 | 800 | 800 | 800 | 800 | 800 | 800 | 800 | 800 | 776.6667
2015-11-19 | 776.6667 | 776.6667 | 776.6667 | 776.6667 | 776.6667 | 800 | 800 | 800 | 800 | 730 | 730 | 800 | 800 | 800 | 800 | 800 | 800 | 800 | 800 | 800 | 800 | 800 | 800 | 776.6667
2015-11-20 | 776.6667 | 776.6667 | 776.6667 | 776.6667 | 776.6667 | 800 | 800 | 800 | 800 | 730 | 730 | 800 | 800 | 800 | 800 | 800 | 800 | 800 | 800 | 800 | 800 | 800 | 800 | 776.6667
2015-11-21 | 776.6667 | 776.6667 | 776.6667 | 776.6667 | 776.6667 | 800 | 800 | 800 | 800 | 730 | 730 | 800 | 800 | 800 | 800 | 800 | 800 | 800 | 800 | 800 | 800 | 800 | 800 | 776.6667
2015-11-22 | 776.6667 | 776.6667 | 776.6667 | 776.6667 | 776.6667 | 800 | 800 | 800 | 800 | 730 | 730 | 800 | 800 | 800 | 800 | 800 | 800 | 800 | 800 | 800 | 800 | 800 | 800 | 776.6667
2015-11-23 | 776.6667 | 776.6667 | 776.6667 | 776.6667 | 776.6667 | 800 | 800 | 800 | 800 | 730 | 730 | 800 | 800 | 800 | 800 | 800 | 800 | 800 | 800 | 800 | 800 | 800 | 800 | 776.6667
2015-11-24 | 776.6667 | 776.6667 | 776.6667 | 776.6667 | 776.6667 | 800 | 800 | 800 | 800 | 730 | 730 | 800 | 800 | 800 | 800 | 800 | 800 | 800 | 800 | 800 | 800 | 800 | 800 | 776.6667
2015-11-25 | 776.6667 | 776.6667 | 776.6667 | 776.6667 | 776.6667 | 800 | 800 | 800 | 800 | 730 | 730 | 800 | 800 | 800 | 800 | 800 | 800 | 800 | 800 | 800 | 800 | 800 | 800 | 776.6667
2015-11-26 | 776.6667 | 776.6667 | 776.6667 | 776.6667 | 776.6667 | 800 | 800 | 800 | 800 | 730 | 730 | 800 | 800 | 800 | 800 | 800 | 800 | 800 | 800 | 800 | 800 | 800 | 800 | 776.6667
2015-11-27 | 776.6667 | 776.6667 | 776.6667 | 776.6667 | 776.6667 | 800 | 800 | 800 | 800 | 730 | 730 | 800 | 800 | 800 | 800 | 800 | 800 | 800 | 800 | 800 | 800 | 800 | 800 | 776.6667
2015-11-28 | 776.6667 | 776.6667 | 776.6667 | 776.6667 | 776.6667 | 800 | 800 | 800 | 800 | 730 | 730 | 800 | 800 | 800 | 800 | 800 | 800 | 800 | 800 | 800 | 800 | 800 | 800 | 776.6667
2015-11-29 | 776.6667 | 776.6667 | 776.6667 | 776.6667 | 776.6667 | 800 | 800 | 800 | 800 | 730 | 730 | 800 | 800 | 800 | 800 | 800 | 800 | 664.3561 | 800 | 800 | 800 | 800 | 800 | 776.6667
2015-11-30 | 776.6667 | 776.6667 | 776.6667 | 776.6667 | 776.6667 | 800 | 800 | 800 | 800 | 730 | 730 | 800 | 800 | 800 | 800 | 800 | 800 | 800 | 800 | 800 | 800 | 800 | 800 | 776.6667
2015-12-01 | 776.6667 | 776.6667 | 776.6667 | 776.6667 | 776.6667 | 800 | 800 | 800 | 800 | 800 | 800 | 391.8579 | 0 | 0 | 0 | 0 | 0 | 0 | 1.8152e-11 | 800 | 800 | 800 | 800 | 776.6667
2015-12-02 | 776.6667 | 776.6667 | 776.6667 | 776.6667 | 776.6667 | 800 | 800 | 800 | 800 | 800 | 800 | 800 | 715.3774 | 699.9552 | 594.5493 | 568.3197 | 609.8143 | 800 | 800 | 800 | 800 | 800 | 800 | 776.6667
2015-12-03 | 776.6667 | 776.6667 | 776.6667 | 776.6667 | 776.6667 | 800 | 800 | 800 | 800 | 800 | 800 | 800 | 689.4616 | 702.4454 | 590.5662 | 590.5662 | 632.7655 | 800 | 800 | 800 | 800 | 800 | 800 | 776.6667
2015-12-04 | 776.6667 | 776.6667 | 776.6667 | 776.6667 | 776.6667 | 800 | 800 | 800 | 800 | 730 | 730 | 800 | 800 | 800 | 800 | 800 | 800 | 800 | 800 | 800 | 800 | 800 | 800 | 776.6667
2015-12-05 | 776.6667 | 776.6667 | 776.6667 | 776.6667 | 776.6667 | 800 | 800 | 800 | 800 | 730 | 730 | 800 | 800 | 800 | 800 | 800 | 800 | 800 | 800 | 800 | 800 | 800 | 800 | 776.6667
2015-12-06 | 776.6667 | 776.6667 | 776.6667 | 776.6667 | 776.6667 | 800 | 800 | 800 | 800 | 800 | 800 | 800 | 703.6949 | 675.9029 | 748.0021 | 800 | 800 | 800 | 800 | 800 | 800 | 800 | 800 | 776.6667
2015-12-07 | 776.6667 | 776.6667 | 776.6667 | 776.6667 | 776.6667 | 800 | 800 | 800 | 800 | 800 | 800 | 800 | 716.7446 | 586.0866 | 640.2361 | 800 | 800 | 800 | 800 | 800 | 800 | 800 | 800 | 776.6667
2015-12-08 | 776.6667 | 776.6667 | 776.6667 | 776.6667 | 776.6667 | 800 | 800 | 800 | 800 | 730 | 730 | 800 | 800 | 800 | 800 | 800 | 800 | 800 | 800 | 800 | 800 | 800 | 800 | 776.6667
2015-12-09 | 776.6667 | 776.6667 | 776.6667 | 776.6667 | 776.6667 | 800 | 800 | 800 | 800 | 730 | 730 | 800 | 800 | 800 | 800 | 800 | 800 | 800 | 800 | 800 | 800 | 800 | 800 | 776.6667
2015-12-10 | 776.6667 | 776.6667 | 776.6667 | 776.6667 | 776.6667 | 800 | 800 | 800 | 800 | 730 | 730 | 800 | 800 | 800 | 800 | 800 | 800 | 800 | 800 | 800 | 800 | 800 | 800 | 776.6667
2015-12-11 | 776.6667 | 776.6667 | 776.6667 | 776.6667 | 776.6667 | 800 | 800 | 800 | 800 | 730 | 730 | 800 | 800 | 800 | 800 | 800 | 800 | 800 | 800 | 800 | 800 | 800 | 800 | 776.6667
2015-12-12 | 776.6667 | 776.6667 | 776.6667 | 776.6667 | 776.6667 | 800 | 800 | 800 | 800 | 730 | 730 | 800 | 800 | 800 | 800 | 800 | 800 | 800 | 800 | 800 | 800 | 800 | 800 | 776.6667
2015-12-13 | 776.6667 | 776.6667 | 776.6667 | 776.6667 | 776.6667 | 800 | 800 | 800 | 800 | 730 | 730 | 800 | 800 | 800 | 800 | 800 | 800 | 800 | 800 | 800 | 800 | 800 | 800 | 776.6667
2015-12-14 | 776.6667 | 776.6667 | 776.6667 | 776.6667 | 776.6667 | 800 | 800 | 800 | 800 | 730 | 730 | 800 | 800 | 800 | 800 | 800 | 800 | 800 | 800 | 800 | 800 | 800 | 800 | 776.6667
2015-12-15 | 776.6667 | 776.6667 | 776.6667 | 776.6667 | 776.6667 | 800 | 800 | 800 | 800 | 730 | 730 | 800 | 800 | 800 | 800 | 800 | 800 | 800 | 800 | 800 | 800 | 800 | 800 | 776.6667
2015-12-16 | 776.6667 | 776.6667 | 776.6667 | 776.6667 | 776.6667 | 800 | 800 | 800 | 800 | 730 | 730 | 800 | 800 | 800 | 800 | 800 | 800 | 800 | 800 | 800 | 800 | 800 | 800 | 776.6667
2015-12-17 | 776.6667 | 776.6667 | 776.6667 | 776.6667 | 776.6667 | 800 | 800 | 800 | 800 | 730 | 730 | 800 | 800 | 800 | 800 | 800 | 800 | 800 | 800 | 800 | 800 | 800 | 800 | 776.6667
2015-12-18 | 776.6667 | 776.6667 | 776.6667 | 776.6667 | 776.6667 | 800 | 800 | 800 | 800 | 730 | 730 | 800 | 800 | 800 | 800 | 800 | 800 | 800 | 800 | 800 | 800 | 800 | 800 | 776.6667
2015-12-19 | 776.6667 | 776.6667 | 776.6667 | 776.6667 | 776.6667 | 800 | 800 | 800 | 800 | 730 | 730 | 800 | 800 | 800 | 800 | 800 | 800 | 800 | 800 | 800 | 800 | 800 | 800 | 776.6667
2015-12-20 | 776.6667 | 776.6667 | 776.6667 | 776.6667 | 776.6667 | 800 | 800 | 800 | 800 | 730 | 730 | 800 | 800 | 800 | 800 | 800 | 800 | 800 | 800 | 800 | 800 | 800 | 800 | 776.6667
2015-12-21 | 776.6667 | 776.6667 | 776.6667 | 776.6667 | 776.6667 | 800 | 800 | 800 | 800 | 730 | 730 | 800 | 800 | 800 | 800 | 800 | 800 | 800 | 800 | 800 | 800 | 800 | 800 | 776.6667
2015-12-22 | 776.6667 | 776.6667 | 776.6667 | 776.6667 | 776.6667 | 800 | 800 | 800 | 800 | 730 | 730 | 800 | 800 | 800 | 800 | 800 | 800 | 800 | 800 | 800 | 800 | 800 | 800 | 776.6667
2015-12-23 | 776.6667 | 776.6667 | 776.6667 | 776.6667 | 776.6667 | 800 | 800 | 800 | 800 | 730 | 730 | 800 | 800 | 800 | 800 | 800 | 800 | 800 | 800 | 800 | 800 | 800 | 800 | 776.6667
2015-12-24 | 776.6667 | 776.6667 | 776.6667 | 776.6667 | 776.6667 | 800 | 800 | 800 | 800 | 730 | 730 | 800 | 800 | 800 | 800 | 800 | 800 | 800 | 800 | 800 | 800 | 800 | 800 | 776.6667
2015-12-25 | 776.6667 | 776.6667 | 776.6667 | 776.6667 | 776.6667 | 800 | 800 | 800 | 800 | 730 | 730 | 800 | 800 | 800 | 800 | 800 | 800 | 800 | 800 | 800 | 800 | 800 | 800 | 776.6667
2015-12-26 | 776.6667 | 776.6667 | 776.6667 | 776.6667 | 776.6667 | 800 | 800 | 800 | 800 | 730 | 730 | 800 | 800 | 800 | 800 | 800 | 800 | 800 | 800 | 800 | 800 | 800 | 800 | 776.6667
2015-12-27 | 776.6667 | 776.6667 | 776.6667 | 776.6667 | 776.6667 | 800 | 800 | 800 | 800 | 800 | 800 | 800 | 744.5682 | 678.2777 | 761.4046 | 800 | 800 | 800 | 800 | 800 | 800 | 800 | 800 | 776.6667
2015-12-28 | 776.6667 | 776.6667 | 776.6667 | 776.6667 | 776.6667 | 800 | 800 | 800 | 800 | 800 | 594.4501 | 600.5117 | 734.9466 | 686.7828 | 712.2171 | 575.6069 | 658.5022 | 483.1549 | 777.2418 | 800 | 800 | 800 | 800 | 776.6667
2015-12-29 | 776.6667 | 776.6667 | 776.6667 | 776.6667 | 776.6667 | 800 | 800 | 800 | 800 | 800 | 800 | 157.9387 | -1.0934e-11 | 0 | 0 | 0 | 0 | 0 | 0 | 800 | 800 | 800 | 800 | 776.6667
2015-12-30 | 776.6667 | 776.6667 | 776.6667 | 776.6667 | 776.6667 | 800 | 800 | 800 | 800 | 800 | 800 | 800 | 753.3061 | 788.127 | 740.1742 | 669.2355 | 632.2356 | 800 | 800 | 800 | 800 | 800 | 800 | 776.6667
2015-12-31 | 776.6667 | 776.6667 | 776.6667 | 776.6667 | 776.6667 | 800 | 800 | 800 | 800 | 800 | 800 | 800 | 800 | 740.9217 | 760.3656 | 761.8335 | 681.4229 | 800 | 800 | 800 | 800 | 800 | 800 | 776.6667

## Sheet1
0.07716 | 0.07648 | 0.07622 | 0.0762 | 0.07637 | 0.11664 | 0.1176 | 0.11829 | 0.11847 | 0.17852 | 0.1782 | 0.17756 | 0.177 | 0.17637 | 0.17604 | 0.11601 | 0.11684 | 0.12076 | 0.12102 | 0.12037 | 0.12024 | 0.11862 | 0.07697 | 0.07604
0.07453 | 0.07393 | 0.07332 | 0.07319 | 0.07454 | 0.11557 | 0.11792 | 0.1191 | 0.11848 | 0.17863 | 0.17907 | 0.17867 | 0.17796 | 0.17737 | 0.17702 | 0.11677 | 0.11776 | 0.121 | 0.12075 | 0.11942 | 0.11959 | 0.11834 | 0.07709 | 0.07617
0.07658 | 0.07577 | 0.07527 | 0.07523 | 0.0754 | 0.11573 | 0.11688 | 0.11819 | 0.11986 | 0.17968 | 0.1806 | 0.17973 | 0.17849 | 0.17781 | 0.17709 | 0.11696 | 0.11795 | 0.12033 | 0.11985 | 0.11917 | 0.11811 | 0.11703 | 0.0749 | 0.07197
0.07252 | 0.06828 | 0.0639 | 0.06342 | 0.06274 | 0.10373 | 0.10671 | 0.11083 | 0.11244 | 0.1729 | 0.17341 | 0.1738 | 0.1736 | 0.17322 | 0.17332 | 0.1137 | 0.11472 | 0.11758 | 0.11769 | 0.11751 | 0.11728 | 0.11633 | 0.07493 | 0.07284
0.07178 | 0.07171 | 0.07149 | 0.07226 | 0.07322 | 0.11552 | 0.11929 | 0.12106 | 0.11998 | 0.18042 | 0.18086 | 0.18033 | 0.17986 | 0.179 | 0.17877 | 0.11843 | 0.12046 | 0.13593 | 0.13329 | 0.1314 | 0.12955 | 0.12483 | 0.0796 | 0.07757
0.07905 | 0.07911 | 0.0789 | 0.07897 | 0.07921 | 0.1203 | 0.13086 | 0.13128 | 0.12857 | 0.18639 | 0.18634 | 0.18523 | 0.18351 | 0.18239 | 0.18122 | 0.12114 | 0.12207 | 0.13272 | 0.13082 | 0.12673 | 0.12559 | 0.12173 | 0.08033 | 0.07905
0.0796 | 0.07913 | 0.07935 | 0.07907 | 0.07951 | 0.12181 | 0.13872 | 0.145 | 0.14056 | 0.19636 | 0.20099 | 0.19366 | 0.1913 | 0.18642 | 0.18477 | 0.12583 | 0.12857 | 0.15268 | 0.17221 | 0.17454 | 0.15849 | 0.14856 | 0.094 | 0.08693
0.08496 | 0.084 | 0.08455 | 0.08566 | 0.08874 | 0.14242 | 0.16076 | 0.18692 | 0.17082 | 0.2166 | 0.20507 | 0.20184 | 0.19233 | 0.18925 | 0.18726 | 0.12689 | 0.13102 | 0.14994 | 0.15199 | 0.14536 | 0.13809 | 0.13419 | 0.08418 | 0.0813
0.08151 | 0.0809 | 0.08055 | 0.08054 | 0.08105 | 0.12592 | 0.14276 | 0.159 | 0.15164 | 0.20839 | 0.20622 | 0.19678 | 0.1898 | 0.18623 | 0.18579 | 0.12512 | 0.12699 | 0.16748 | 0.16291 | 0.15326 | 0.15155 | 0.13868 | 0.09415 | 0.08548
0.08585 | 0.08428 | 0.08394 | 0.08391 | 0.08435 | 0.12543 | 0.13105 | 0.13688 | 0.14769 | 0.20655 | 0.19944 | 0.19308 | 0.18797 | 0.18439 | 0.18268 | 0.1224 | 0.12653 | 0.14026 | 0.13565 | 0.13853 | 0.13637 | 0.13157 | 0.08982 | 0.08291
0.08102 | 0.08094 | 0.08054 | 0.08 | 0.07945 | 0.1193 | 0.12 | 0.1226 | 0.12224 | 0.18196 | 0.18065 | 0.17991 | 0.17917 | 0.17862 | 0.17811 | 0.11815 | 0.11909 | 0.12214 | 0.12306 | 0.12201 | 0.12141 | 0.11998 | 0.07924 | 0.07776
0.07928 | 0.07893 | 0.07886 | 0.07843 | 0.07909 | 0.12008 | 0.12588 | 0.13365 | 0.12947 | 0.1918 | 0.19157 | 0.19082 | 0.18743 | 0.18595 | 0.18508 | 0.12507 | 0.12599 | 0.13569 | 0.13542 | 0.13321 | 0.13025 | 0.12623 | 0.08275 | 0.08009
0.07928 | 0.07868 | 0.07879 | 0.07868 | 0.07931 | 0.12171 | 0.13133 | 0.13437 | 0.13432 | 0.19396 | 0.19421 | 0.19346 | 0.19092 | 0.18928 | 0.18853 | 0.12836 | 0.13061 | 0.14929 | 0.15083 | 0.14436 | 0.13668 | 0.13323 | 0.0891 | 0.08507
0.08568 | 0.08354 | 0.08319 | 0.08301 | 0.08397 | 0.12593 | 0.14158 | 0.16267 | 0.1414 | 0.19665 | 0.19712 | 0.1949 | 0.19122 | 0.1883 | 0.18704 | 0.12717 | 0.12948 | 0.14723 | 0.15195 | 0.14125 | 0.13605 | 0.13239 | 0.08642 | 0.08503
0.08454 | 0.08323 | 0.08301 | 0.08281 | 0.08403 | 0.12847 | 0.15935 | 0.16386 | 0.14374 | 0.20786 | 0.20238 | 0.19628 | 0.18917 | 0.18738 | 0.18606 | 0.12566 | 0.12786 | 0.14378 | 0.14206 | 0.13792 | 0.13463 | 0.12924 | 0.08362 | 0.07963
0.07889 | 0.07834 | 0.07834 | 0.07842 | 0.07882 | 0.12052 | 0.1309 | 0.14323 | 0.13265 | 0.19322 | 0.19195 | 0.1911 | 0.18798 | 0.18537 | 0.18366 | 0.12331 | 0.12353 | 0.13144 | 0.13387 | 0.13134 | 0.1313 | 0.12829 | 0.08229 | 0.08017
0.08064 | 0.0796 | 0.07952 | 0.07891 | 0.07881 | 0.12006 | 0.12352 | 0.1243 | 0.12628 | 0.18695 | 0.18686 | 0.18231 | 0.17992 | 0.17871 | 0.17809 | 0.11786 | 0.11904 | 0.12443 | 0.1263 | 0.12345 | 0.12226 | 0.12003 | 0.07818 | 0.07708
0.07645 | 0.07598 | 0.07548 | 0.07512 | 0.07512 | 0.11534 | 0.11568 | 0.1164 | 0.11696 | 0.17771 | 0.17757 | 0.17735 | 0.17728 | 0.17724 | 0.17705 | 0.11707 | 0.11778 | 0.12084 | 0.12113 | 0.1201 | 0.11981 | 0.11858 | 0.0771 | 0.07654
0.07568 | 0.07528 | 0.07497 | 0.0749 | 0.07547 | 0.11667 | 0.11853 | 0.11982 | 0.12057 | 0.18146 | 0.18124 | 0.17932 | 0.17868 | 0.17839 | 0.17819 | 0.11808 | 0.11903 | 0.12342 | 0.12698 | 0.12406 | 0.12272 | 0.11991 | 0.0778 | 0.07673
0.07581 | 0.07561 | 0.07531 | 0.07515 | 0.0758 | 0.11738 | 0.11842 | 0.1256 | 0.12318 | 0.18264 | 0.1821 | 0.17948 | 0.17856 | 0.17862 | 0.17894 | 0.11862 | 0.1194 | 0.12375 | 0.12483 | 0.12445 | 0.12327 | 0.12083 | 0.07843 | 0.07663
0.07612 | 0.07552 | 0.07548 | 0.07562 | 0.07593 | 0.11758 | 0.12327 | 0.12973 | 0.12572 | 0.18552 | 0.18511 | 0.18266 | 0.18079 | 0.1801 | 0.17924 | 0.11924 | 0.12054 | 0.12874 | 0.1297 | 0.12538 | 0.12485 | 0.12017 | 0.07824 | 0.07671
0.07629 | 0.07618 | 0.07601 | 0.07604 | 0.07623 | 0.118 | 0.12378 | 0.12867 | 0.12379 | 0.18226 | 0.18214 | 0.18079 | 0.17992 | 0.17961 | 0.17927 | 0.11912 | 0.11987 | 0.12803 | 0.12806 | 0.12735 | 0.12546 | 0.12296 | 0.07886 | 0.07733
0.07652 | 0.07607 | 0.0758 | 0.07579 | 0.07653 | 0.11811 | 0.12489 | 0.13542 | 0.12427 | 0.18326 | 0.18302 | 0.18113 | 0.17965 | 0.17892 | 0.17835 | 0.11808 | 0.11864 | 0.12217 | 0.12195 | 0.1219 | 0.12022 | 0.11898 | 0.07765 | 0.076
0.07764 | 0.07699 | 0.07689 | 0.0767 | 0.07671 | 0.1171 | 0.11816 | 0.11992 | 0.12377 | 0.18651 | 0.18636 | 0.18495 | 0.18032 | 0.17906 | 0.1781 | 0.11791 | 0.11871 | 0.1236 | 0.12243 | 0.1207 | 0.11989 | 0.11857 | 0.07748 | 0.07627
0.07684 | 0.07644 | 0.0761 | 0.07605 | 0.07617 | 0.1168 | 0.11685 | 0.11743 | 0.11857 | 0.17914 | 0.17925 | 0.179 | 0.17844 | 0.17801 | 0.17773 | 0.11766 | 0.11855 | 0.12472 | 0.12616 | 0.12559 | 0.12333 | 0.12131 | 0.0791 | 0.07748
0.07643 | 0.07588 | 0.07577 | 0.0758 | 0.07625 | 0.11793 | 0.12191 | 0.12914 | 0.12927 | 0.19068 | 0.18904 | 0.18664 | 0.18459 | 0.18319 | 0.1825 | 0.12193 | 0.12432 | 0.13593 | 0.14127 | 0.13314 | 0.13048 | 0.12571 | 0.08103 | 0.07859
0.07843 | 0.07808 | 0.07823 | 0.07833 | 0.07887 | 0.11966 | 0.124 | 0.13322 | 0.12721 | 0.19051 | 0.19393 | 0.19038 | 0.18457 | 0.18385 | 0.18244 | 0.12129 | 0.12243 | 0.1357 | 0.14702 | 0.13721 | 0.1328 | 0.12514 | 0.08192 | 0.07933
0.07941 | 0.07929 | 0.07933 | 0.07932 | 0.07982 | 0.12225 | 0.1417 | 0.15664 | 0.13604 | 0.18837 | 0.18427 | 0.18245 | 0.18177 | 0.18056 | 0.17991 | 0.11964 | 0.12061 | 0.12768 | 0.12978 | 0.12655 | 0.12476 | 0.12246 | 0.08038 | 0.07849
0.0782 | 0.07775 | 0.0777 | 0.07776 | 0.0784 | 0.11927 | 0.13486 | 0.14158 | 0.12509 | 0.18306 | 0.18327 | 0.18126 | 0.17961 | 0.17888 | 0.17854 | 0.11843 | 0.11888 | 0.12078 | 0.12272 | 0.12199 | 0.12037 | 0.11923 | 0.07809 | 0.07655
0.07545 | 0.07548 | 0.07516 | 0.07556 | 0.07644 | 0.1172 | 0.11982 | 0.1262 | 0.12483 | 0.18485 | 0.18755 | 0.18568 | 0.1826 | 0.18201 | 0.18123 | 0.12074 | 0.12139 | 0.13214 | 0.14199 | 0.13678 | 0.1317 | 0.1257 | 0.08213 | 0.07836
0.08157 | 0.08123 | 0.08021 | 0.07959 | 0.07981 | 0.12135 | 0.1242 | 0.12827 | 0.12897 | 0.18841 | 0.18607 | 0.18403 | 0.18118 | 0.17978 | 0.17848 | 0.11829 | 0.11853 | 0.12353 | 0.12358 | 0.1228 | 0.12235 | 0.12152 | 0.08014 | 0.07816
0.08019 | 0.07948 | 0.07886 | 0.0789 | 0.07925 | 0.11959 | 0.1203 | 0.12129 | 0.1222 | 0.18233 | 0.18218 | 0.1809 | 0.18037 | 0.17996 | 0.1792 | 0.11845 | 0.12013 | 0.1241 | 0.12345 | 0.12256 | 0.1215 | 0.12048 | 0.07941 | 0.0773
0.07525 | 0.074653 | 0.074298 | 0.074537 | 0.074839 | 0.11635 | 0.12124 | 0.12849 | 0.12878 | 0.18996 | 0.18993 | 0.1901 | 0.18763 | 0.1854 | 0.18406 | 0.1237 | 0.13311 | 0.1421 | 0.16615 | 0.15811 | 0.15046 | 0.13567 | 0.089061 | 0.081705
0.07858 | 0.07841 | 0.07824 | 0.07861 | 0.07912 | 0.12243 | 0.13824 | 0.15728 | 0.13643 | 0.18776 | 0.18842 | 0.18644 | 0.18543 | 0.18721 | 0.18256 | 0.12148 | 0.1208 | 0.12612 | 0.13158 | 0.13015 | 0.12818 | 0.1219 | 0.07976 | 0.07682
0.07629 | 0.07597 | 0.07562 | 0.07551 | 0.07603 | 0.11777 | 0.1223 | 0.12566 | 0.1239 | 0.18407 | 0.18351 | 0.18126 | 0.18029 | 0.17971 | 0.17872 | 0.11809 | 0.11895 | 0.12143 | 0.12504 | 0.12407 | 0.12185 | 0.1203 | 0.07761 | 0.07607
0.07651 | 0.07611 | 0.07608 | 0.07641 | 0.07716 | 0.11879 | 0.12376 | 0.12903 | 0.12967 | 0.19344 | 0.193 | 0.193 | 0.19127 | 0.18915 | 0.18724 | 0.126 | 0.12758 | 0.13546 | 0.14914 | 0.14637 | 0.14692 | 0.13257 | 0.08653 | 0.08101
0.08047 | 0.07981 | 0.07958 | 0.07962 | 0.08008 | 0.1231 | 0.14807 | 0.15412 | 0.1297 | 0.18457 | 0.18417 | 0.18304 | 0.18211 | 0.18143 | 0.18015 | 0.11957 | 0.12032 | 0.12145 | 0.12271 | 0.12207 | 0.12159 | 0.12092 | 0.07918 | 0.07681
0.07718 | 0.07618 | 0.07602 | 0.07625 | 0.07601 | 0.11768 | 0.12007 | 0.11973 | 0.12101 | 0.18052 | 0.17959 | 0.17782 | 0.17631 | 0.17584 | 0.17549 | 0.11537 | 0.11551 | 0.11692 | 0.11973 | 0.1189 | 0.1178 | 0.11659 | 0.0753 | 0.07435
0.07291 | 0.07219 | 0.07174 | 0.07128 | 0.07112 | 0.11191 | 0.11264 | 0.113 | 0.11459 | 0.17512 | 0.17504 | 0.17442 | 0.17429 | 0.17449 | 0.17387 | 0.11376 | 0.11439 | 0.11612 | 0.11686 | 0.11646 | 0.11605 | 0.11545 | 0.07452 | 0.07275
0.07106 | 0.06983 | 0.07059 | 0.07075 | 0.07148 | 0.11409 | 0.11775 | 0.1189 | 0.1196 | 0.18036 | 0.18068 | 0.18038 | 0.18163 | 0.18164 | 0.18099 | 0.11925 | 0.11929 | 0.1206 | 0.12642 | 0.12626 | 0.12247 | 0.12078 | 0.07775 | 0.07628
0.07703 | 0.07648 | 0.07645 | 0.07649 | 0.07701 | 0.11895 | 0.12595 | 0.13194 | 0.1305 | 0.19081 | 0.19 | 0.18632 | 0.18349 | 0.18286 | 0.18196 | 0.12123 | 0.12167 | 0.12793 | 0.13864 | 0.13066 | 0.13045 | 0.12355 | 0.08024 | 0.0781
0.0784 | 0.07793 | 0.07873 | 0.07847 | 0.07959 | 0.12073 | 0.13262 | 0.14251 | 0.13237 | 0.19317 | 0.18834 | 0.18484 | 0.18312 | 0.18256 | 0.18192 | 0.12139 | 0.12193 | 0.12357 | 0.12715 | 0.12612 | 0.12479 | 0.12262 | 0.08031 | 0.07863
0.08073 | 0.08038 | 0.08 | 0.07981 | 0.08056 | 0.12198 | 0.12792 | 0.12921 | 0.13162 | 0.19556 | 0.19305 | 0.19175 | 0.18968 | 0.18774 | 0.18698 | 0.12616 | 0.12661 | 0.12735 | 0.14572 | 0.14821 | 0.14577 | 0.1366 | 0.08632 | 0.08385
0.08204 | 0.08164 | 0.08164 | 0.08147 | 0.08248 | 0.12743 | 0.14481 | 0.16973 | 0.15186 | 0.20414 | 0.19924 | 0.1944 | 0.1902 | 0.18689 | 0.18556 | 0.1249 | 0.1254 | 0.12945 | 0.14621 | 0.1337 | 0.13058 | 0.12591 | 0.08389 | 0.08293
0.079849 | 0.079806 | 0.079058 | 0.078804 | 0.078964 | 0.11914 | 0.12113 | 0.12325 | 0.12513 | 0.18481 | 0.18382 | 0.18195 | 0.18144 | 0.18039 | 0.17989 | 0.1199 | 0.12017 | 0.12328 | 0.1313 | 0.12797 | 0.12506 | 0.12401 | 0.082699 | 0.080601
0.07889 | 0.07929 | 0.07963 | 0.07913 | 0.07998 | 0.12173 | 0.1258 | 0.12862 | 0.13164 | 0.19329 | 0.19501 | 0.19249 | 0.19321 | 0.19126 | 0.18764 | 0.12852 | 0.12831 | 0.13657 | 0.15362 | 0.15682 | 0.15244 | 0.13823 | 0.097 | 0.08691
0.08857 | 0.08773 | 0.08844 | 0.08815 | 0.09005 | 0.13288 | 0.14558 | 0.17263 | 0.16664 | 0.21221 | 0.21867 | 0.21321 | 0.20163 | 0.1989 | 0.19485 | 0.13244 | 0.13093 | 0.14418 | 0.17073 | 0.16875 | 0.15074 | 0.14275 | 0.09975 | 0.0875
0.08332 | 0.08141 | 0.08291 | 0.08353 | 0.08573 | 0.13023 | 0.14167 | 0.15258 | 0.15467 | 0.21292 | 0.21255 | 0.20241 | 0.20162 | 0.19286 | 0.19051 | 0.12899 | 0.13024 | 0.13548 | 0.15844 | 0.15603 | 0.14211 | 0.13616 | 0.08846 | 0.08206
0.08766 | 0.08501 | 0.08509 | 0.08782 | 0.08936 | 0.13778 | 0.15894 | 0.16378 | 0.16316 | 0.21565 | 0.21319 | 0.20628 | 0.19893 | 0.19689 | 0.19433 | 0.1349 | 0.13756 | 0.14639 | 0.21248 | 0.20561 | 0.18939 | 0.15318 | 0.109 | 0.10339
0.10539 | 0.10398 | 0.10516 | 0.10574 | 0.10919 | 0.21577 | 0.24709 | 0.32792 | 0.30272 | 0.3424 | 0.38079 | 0.36399 | 0.30318 | 0.29057 | 0.27649 | 0.21996 | 0.24873 | 0.26572 | 0.43298 | 0.40543 | 0.33967 | 0.27124 | 0.2 | 0.17171
0.11997 | 0.11866 | 0.11651 | 0.11741 | 0.12141 | 0.16951 | 0.27965 | 0.32609 | 0.27904 | 0.26841 | 0.26071 | 0.25383 | 0.22857 | 0.21247 | 0.20182 | 0.13781 | 0.14116 | 0.14638 | 0.16672 | 0.18043 | 0.15174 | 0.14188 | 0.09875 | 0.08831
0.13748 | 0.11097 | 0.10924 | 0.1044 | 0.10575 | 0.15197 | 0.15711 | 0.16327 | 0.18998 | 0.24982 | 0.23381 | 0.21681 | 0.20758 | 0.20172 | 0.19377 | 0.13289 | 0.1343 | 0.14093 | 0.15667 | 0.14265 | 0.13578 | 0.1288 | 0.08515 | 0.0806
0.08059 | 0.07961 | 0.07903 | 0.078 | 0.078 | 0.11907 | 0.11963 | 0.11989 | 0.12225 | 0.18387 | 0.18353 | 0.1837 | 0.184 | 0.18301 | 0.18235 | 0.12154 | 0.12264 | 0.12479 | 0.15572 | 0.16554 | 0.14145 | 0.13046 | 0.08511 | 0.08275
0.09054 | 0.08636 | 0.0886 | 0.09375 | 0.10195 | 0.16474 | 0.20071 | 0.2357 | 0.23399 | 0.30044 | 0.33967 | 0.31498 | 0.30355 | 0.28803 | 0.27094 | 0.21308 | 0.21158 | 0.21869 | 0.34533 | 0.33319 | 0.29296 | 0.21179 | 0.15597 | 0.1396
0.10502 | 0.10118 | 0.10026 | 0.10384 | 0.10951 | 0.15557 | 0.18174 | 0.19263 | 0.18496 | 0.2342 | 0.23234 | 0.22018 | 0.20517 | 0.20043 | 0.19399 | 0.13329 | 0.13525 | 0.13753 | 0.15328 | 0.16317 | 0.15378 | 0.14162 | 0.09101 | 0.08618
0.08704 | 0.08511 | 0.08719 | 0.08475 | 0.08647 | 0.13306 | 0.14632 | 0.17018 | 0.16799 | 0.22509 | 0.22481 | 0.2213 | 0.2158 | 0.20157 | 0.19922 | 0.13879 | 0.14128 | 0.15544 | 0.18989 | 0.17503 | 0.17608 | 0.15647 | 0.09266 | 0.08725
0.08764 | 0.08585 | 0.08539 | 0.08555 | 0.08647 | 0.13268 | 0.15155 | 0.15983 | 0.16845 | 0.22542 | 0.2236 | 0.21805 | 0.20983 | 0.20681 | 0.1985 | 0.13669 | 0.14733 | 0.16048 | 0.17507 | 0.19468 | 0.1645 | 0.15587 | 0.11694 | 0.09627
0.08918 | 0.08648 | 0.08537 | 0.08623 | 0.09135 | 0.14097 | 0.18386 | 0.19019 | 0.18845 | 0.23328 | 0.2244 | 0.21712 | 0.21787 | 0.21645 | 0.20116 | 0.13785 | 0.14616 | 0.14751 | 0.18326 | 0.19761 | 0.17863 | 0.16462 | 0.13096 | 0.11508
0.13052 | 0.11062 | 0.0976 | 0.09774 | 0.09384 | 0.13546 | 0.14154 | 0.14646 | 0.16953 | 0.22945 | 0.21696 | 0.2096 | 0.2011 | 0.18926 | 0.18559 | 0.12508 | 0.12664 | 0.13431 | 0.1517 | 0.15019 | 0.14021 | 0.13373 | 0.08864 | 0.08515
0.08674 | 0.08262 | 0.08177 | 0.08072 | 0.07882 | 0.12017 | 0.12 | 0.11965 | 0.1228 | 0.1858 | 0.1846 | 0.18294 | 0.18154 | 0.18008 | 0.17897 | 0.11858 | 0.11952 | 0.12108 | 0.12597 | 0.1247 | 0.12135 | 0.11949 | 0.07716 | 0.07589
0.07582 | 0.07519 | 0.0746 | 0.07488 | 0.07566 | 0.11744 | 0.11982 | 0.12569 | 0.12615 | 0.1915 | 0.19867 | 0.1948 | 0.19188 | 0.18767 | 0.18429 | 0.12347 | 0.12245 | 0.1269 | 0.15701 | 0.1586 | 0.15957 | 0.1423 | 0.08851 | 0.07929
0.08291 | 0.08102 | 0.08058 | 0.0803 | 0.08005 | 0.12398 | 0.13904 | 0.13968 | 0.13539 | 0.19482 | 0.19505 | 0.19498 | 0.19255 | 0.19147 | 0.18931 | 0.12912 | 0.13069 | 0.13192 | 0.13474 | 0.13441 | 0.13273 | 0.13113 | 0.0879 | 0.08563
0.0766 | 0.07557 | 0.07514 | 0.07483 | 0.07529 | 0.11672 | 0.12187 | 0.12512 | 0.12593 | 0.18914 | 0.19166 | 0.19044 | 0.18559 | 0.18434 | 0.18272 | 0.12211 | 0.12357 | 0.13139 | 0.14786 | 0.14566 | 0.14037 | 0.13207 | 0.08239 | 0.07865
0.08166 | 0.08 | 0.08001 | 0.08022 | 0.08262 | 0.12816 | 0.161 | 0.17224 | 0.18317 | 0.25554 | 0.27786 | 0.26406 | 0.25678 | 0.24997 | 0.24023 | 0.16833 | 0.17003 | 0.18945 | 0.23168 | 0.24773 | 0.20968 | 0.19992 | 0.14274 | 0.1285
0.12424 | 0.11058 | 0.11325 | 0.11588 | 0.12569 | 0.18568 | 0.2584 | 0.2814 | 0.24051 | 0.27011 | 0.25627 | 0.24044 | 0.21908 | 0.21428 | 0.2094 | 0.14343 | 0.14627 | 0.15353 | 0.18534 | 0.1817 | 0.16815 | 0.15535 | 0.10483 | 0.09139
0.051 | 0.051 | 0.051 | 0.051 | 0.051 | 0.091 | 0.091 | 0.091 | 0.091 | 0.151 | 0.151 | 0.151 | 0.151 | 0.151 | 0.151 | 0.091 | 0.091 | 0.091 | 0.091 | 0.091 | 0.091 | 0.091 | 0.051 | 0.051
0.07828 | 0.07735 | 0.051 | 0.077 | 0.07709 | 0.11773 | 0.11848 | 0.11912 | 0.12007 | 0.18109 | 0.17995 | 0.17939 | 0.17885 | 0.17822 | 0.17768 | 0.11716 | 0.11749 | 0.11859 | 0.12086 | 0.13519 | 0.14302 | 0.12305 | 0.07951 | 0.07834
0.07701 | 0.07657 | 0.07678 | 0.07678 | 0.07769 | 0.11911 | 0.12802 | 0.1458 | 0.14139 | 0.2036 | 0.20787 | 0.19371 | 0.18833 | 0.18535 | 0.18399 | 0.12346 | 0.12064 | 0.12136 | 0.12352 | 0.1363 | 0.13436 | 0.12465 | 0.08043 | 0.07836
0.07578 | 0.07506 | 0.07503 | 0.07497 | 0.07548 | 0.1167 | 0.12744 | 0.137 | 0.12875 | 0.18778 | 0.18808 | 0.18544 | 0.18328 | 0.18152 | 0.18024 | 0.11966 | 0.1204 | 0.12123 | 0.12256 | 0.13083 | 0.12793 | 0.11929 | 0.07725 | 0.07539
0.07441 | 0.07286 | 0.07243 | 0.07242 | 0.07291 | 0.11534 | 0.12378 | 0.13074 | 0.12422 | 0.18463 | 0.18438 | 0.18363 | 0.18124 | 0.17986 | 0.17886 | 0.11801 | 0.11824 | 0.11889 | 0.1206 | 0.12851 | 0.12634 | 0.11995 | 0.07683 | 0.07511
0.07529 | 0.0745 | 0.07429 | 0.07437 | 0.07527 | 0.11766 | 0.13636 | 0.1479 | 0.13242 | 0.18984 | 0.18796 | 0.18418 | 0.18217 | 0.18072 | 0.17942 | 0.11856 | 0.1189 | 0.11966 | 0.12127 | 0.13284 | 0.12841 | 0.12214 | 0.07878 | 0.07686
0.076191 | 0.075579 | 0.075576 | 0.075842 | 0.076932 | 0.11966 | 0.14233 | 0.15722 | 0.13374 | 0.1916 | 0.1885 | 0.18609 | 0.18461 | 0.18268 | 0.18093 | 0.11934 | 0.11939 | 0.11932 | 0.11968 | 0.12715 | 0.12417 | 0.12055 | 0.077824 | 0.075531
0.07568 | 0.07541 | 0.07413 | 0.07314 | 0.07315 | 0.11384 | 0.11499 | 0.117 | 0.11903 | 0.18098 | 0.1807 | 0.18009 | 0.17863 | 0.17725 | 0.17644 | 0.11577 | 0.11589 | 0.11615 | 0.11705 | 0.11904 | 0.11881 | 0.11778 | 0.07615 | 0.07335
0.07431 | 0.07259 | 0.07155 | 0.07209 | 0.07268 | 0.11401 | 0.11484 | 0.11622 | 0.11712 | 0.17877 | 0.17887 | 0.1779 | 0.17739 | 0.17656 | 0.17621 | 0.11607 | 0.11651 | 0.11735 | 0.11982 | 0.13337 | 0.12549 | 0.12002 | 0.07709 | 0.0763
0.07556 | 0.07495 | 0.07432 | 0.07481 | 0.07536 | 0.11749 | 0.13136 | 0.14405 | 0.13219 | 0.19336 | 0.19009 | 0.18741 | 0.18447 | 0.18222 | 0.18054 | 0.1193 | 0.11954 | 0.11917 | 0.12049 | 0.12848 | 0.12557 | 0.11953 | 0.07616 | 0.07519
0.07169 | 0.07035 | 0.06994 | 0.06981 | 0.07164 | 0.11542 | 0.12411 | 0.12661 | 0.12374 | 0.18385 | 0.18519 | 0.18515 | 0.18424 | 0.18245 | 0.1804 | 0.11977 | 0.12129 | 0.12274 | 0.12534 | 0.14057 | 0.13848 | 0.12753 | 0.07901 | 0.07814
0.07887 | 0.07777 | 0.07754 | 0.07765 | 0.07897 | 0.12538 | 0.16817 | 0.19047 | 0.15661 | 0.2075 | 0.20191 | 0.19863 | 0.19291 | 0.1872 | 0.18335 | 0.12216 | 0.12231 | 0.12361 | 0.12861 | 0.14925 | 0.14518 | 0.13229 | 0.08275 | 0.08057
0.07851 | 0.07788 | 0.07763 | 0.07804 | 0.07884 | 0.12324 | 0.16374 | 0.19351 | 0.1537 | 0.20904 | 0.20661 | 0.19811 | 0.19339 | 0.19049 | 0.18685 | 0.12543 | 0.12314 | 0.12464 | 0.12792 | 0.1447 | 0.14089 | 0.13297 | 0.0825 | 0.07989
0.080688 | 0.079728 | 0.079525 | 0.079432 | 0.079096 | 0.12263 | 0.14531 | 0.15727 | 0.15074 | 0.21435 | 0.20861 | 0.20305 | 0.19737 | 0.19471 | 0.19254 | 0.13117 | 0.12458 | 0.12393 | 0.12549 | 0.13237 | 0.12956 | 0.12379 | 0.080151 | 0.077593
0.07849 | 0.07766 | 0.07701 | 0.07651 | 0.07714 | 0.11817 | 0.1193 | 0.12179 | 0.12339 | 0.18537 | 0.18402 | 0.18131 | 0.17986 | 0.17885 | 0.17744 | 0.11673 | 0.11661 | 0.11697 | 0.11833 | 0.12122 | 0.12211 | 0.12021 | 0.0782 | 0.07607
0.07591 | 0.07574 | 0.07542 | 0.0754 | 0.07552 | 0.11611 | 0.11813 | 0.11929 | 0.12077 | 0.18255 | 0.18245 | 0.18146 | 0.18004 | 0.1794 | 0.17886 | 0.11849 | 0.11869 | 0.11941 | 0.12184 | 0.13904 | 0.14199 | 0.13128 | 0.08162 | 0.07963
0.078646 | 0.078274 | 0.077749 | 0.078246 | 0.079307 | 0.126 | 0.15713 | 0.18606 | 0.16088 | 0.21538 | 0.20712 | 0.20354 | 0.19944 | 0.19843 | 0.19321 | 0.13053 | 0.12418 | 0.12717 | 0.12757 | 0.15048 | 0.15214 | 0.13476 | 0.085883 | 0.080873
0.0801 | 0.07926 | 0.07885 | 0.07925 | 0.0796 | 0.1253 | 0.1579 | 0.18034 | 0.14245 | 0.19717 | 0.19516 | 0.19035 | 0.18735 | 0.18568 | 0.18289 | 0.12176 | 0.12133 | 0.12149 | 0.12239 | 0.14032 | 0.13193 | 0.12342 | 0.08017 | 0.07838
0.07792 | 0.07749 | 0.07698 | 0.07737 | 0.07775 | 0.12051 | 0.1315 | 0.1403 | 0.1309 | 0.18912 | 0.18788 | 0.1847 | 0.18457 | 0.18334 | 0.18218 | 0.12174 | 0.12195 | 0.12151 | 0.12177 | 0.12746 | 0.12746 | 0.1219 | 0.0787 | 0.07688
0.07639 | 0.07574 | 0.07521 | 0.07505 | 0.07619 | 0.11863 | 0.12562 | 0.13222 | 0.12904 | 0.19043 | 0.19023 | 0.18729 | 0.18556 | 0.18495 | 0.18275 | 0.12205 | 0.12188 | 0.12112 | 0.12157 | 0.12786 | 0.12717 | 0.12283 | 0.07834 | 0.07708
0.07671 | 0.07633 | 0.07597 | 0.07611 | 0.07658 | 0.11932 | 0.13325 | 0.14028 | 0.13443 | 0.19585 | 0.19772 | 0.19656 | 0.19332 | 0.18945 | 0.18654 | 0.12374 | 0.12238 | 0.12251 | 0.12402 | 0.138 | 0.13599 | 0.13056 | 0.085 | 0.08028
0.0823 | 0.08225 | 0.08114 | 0.08079 | 0.08161 | 0.12364 | 0.12751 | 0.13085 | 0.14238 | 0.20649 | 0.20674 | 0.19892 | 0.18757 | 0.18403 | 0.1831 | 0.12174 | 0.122 | 0.12248 | 0.12313 | 0.13815 | 0.14422 | 0.13117 | 0.08542 | 0.08177
0.08486 | 0.08371 | 0.08198 | 0.08196 | 0.08203 | 0.12242 | 0.12593 | 0.12738 | 0.13014 | 0.18679 | 0.1848 | 0.18175 | 0.18093 | 0.18016 | 0.17903 | 0.1178 | 0.11787 | 0.11862 | 0.11922 | 0.1247 | 0.12592 | 0.12175 | 0.07917 | 0.07837
0.07762 | 0.07648 | 0.0762 | 0.07625 | 0.07745 | 0.11886 | 0.13024 | 0.13725 | 0.12872 | 0.18873 | 0.18709 | 0.18583 | 0.18328 | 0.18212 | 0.18041 | 0.11945 | 0.11915 | 0.11919 | 0.11948 | 0.1266 | 0.12762 | 0.12228 | 0.07861 | 0.0771
0.07602 | 0.07522 | 0.075 | 0.07487 | 0.07596 | 0.11835 | 0.13141 | 0.13494 | 0.12746 | 0.18789 | 0.18796 | 0.18616 | 0.1842 | 0.18248 | 0.18121 | 0.12033 | 0.12015 | 0.12048 | 0.12087 | 0.13357 | 0.1383 | 0.12235 | 0.07863 | 0.07683
0.07547 | 0.07473 | 0.07448 | 0.07476 | 0.0756 | 0.11884 | 0.13253 | 0.13494 | 0.12721 | 0.18614 | 0.18593 | 0.18576 | 0.18297 | 0.18237 | 0.18116 | 0.11999 | 0.11931 | 0.11979 | 0.11984 | 0.12645 | 0.1286 | 0.12144 | 0.07876 | 0.07586
0.07425 | 0.07369 | 0.07332 | 0.07315 | 0.0746 | 0.11829 | 0.12874 | 0.13187 | 0.1235 | 0.18202 | 0.18226 | 0.18118 | 0.18048 | 0.18023 | 0.17937 | 0.11856 | 0.11815 | 0.11864 | 0.11814 | 0.12367 | 0.12531 | 0.11968 | 0.07674 | 0.07459
0.07235 | 0.07174 | 0.07036 | 0.06995 | 0.0707 | 0.11349 | 0.11834 | 0.1197 | 0.12077 | 0.18148 | 0.18198 | 0.18315 | 0.18174 | 0.18129 | 0.18059 | 0.11926 | 0.11887 | 0.11807 | 0.1178 | 0.12018 | 0.12113 | 0.11802 | 0.07601 | 0.07377
0.07437 | 0.07261 | 0.07269 | 0.07261 | 0.07243 | 0.11285 | 0.11484 | 0.11625 | 0.11934 | 0.18115 | 0.18094 | 0.18016 | 0.17864 | 0.17755 | 0.17663 | 0.11631 | 0.11625 | 0.11663 | 0.11681 | 0.12389 | 0.12582 | 0.12267 | 0.07794 | 0.0764
0.07399 | 0.07365 | 0.07273 | 0.07272 | 0.07221 | 0.11303 | 0.11408 | 0.11581 | 0.11777 | 0.17811 | 0.17697 | 0.17568 | 0.17525 | 0.17426 | 0.17365 | 0.11372 | 0.11369 | 0.11412 | 0.11454 | 0.1176 | 0.1192 | 0.11731 | 0.07546 | 0.07353
0.0727 | 0.07185 | 0.071 | 0.07127 | 0.07289 | 0.11561 | 0.12396 | 0.12479 | 0.12275 | 0.18385 | 0.18546 | 0.18518 | 0.1853 | 0.18485 | 0.18332 | 0.12154 | 0.12128 | 0.12049 | 0.11965 | 0.12344 | 0.13726 | 0.12198 | 0.07706 | 0.07475
0.0729 | 0.07253 | 0.07089 | 0.07078 | 0.0726 | 0.11496 | 0.12159 | 0.12276 | 0.12291 | 0.18763 | 0.19109 | 0.19059 | 0.19079 | 0.19064 | 0.18717 | 0.12537 | 0.12365 | 0.12205 | 0.12074 | 0.12653 | 0.138 | 0.12127 | 0.07683 | 0.07521
0.07516 | 0.07344 | 0.07256 | 0.07279 | 0.07388 | 0.1165 | 0.12574 | 0.12472 | 0.12706 | 0.18992 | 0.19662 | 0.19644 | 0.19315 | 0.19464 | 0.19086 | 0.12736 | 0.12458 | 0.12354 | 0.12284 | 0.12734 | 0.13942 | 0.12424 | 0.0787 | 0.07575
0.07552 | 0.0751 | 0.0742 | 0.07387 | 0.07497 | 0.1168 | 0.1267 | 0.12484 | 0.12458 | 0.18672 | 0.18951 | 0.18787 | 0.1876 | 0.18763 | 0.1866 | 0.1241 | 0.12504 | 0.12405 | 0.12152 | 0.13037 | 0.13554 | 0.12476 | 0.07757 | 0.07572
0.07382 | 0.07196 | 0.07149 | 0.07147 | 0.07212 | 0.11451 | 0.12807 | 0.12165 | 0.12161 | 0.1814 | 0.1808 | 0.18059 | 0.18133 | 0.18141 | 0.18167 | 0.12048 | 0.12058 | 0.11931 | 0.1192 | 0.12391 | 0.12592 | 0.12126 | 0.07747 | 0.07588
0.07649 | 0.07507 | 0.0741 | 0.07356 | 0.07524 | 0.11679 | 0.11851 | 0.1199 | 0.12417 | 0.18931 | 0.18939 | 0.18451 | 0.18282 | 0.1804 | 0.17912 | 0.11787 | 0.1178 | 0.11804 | 0.11858 | 0.12578 | 0.13319 | 0.12412 | 0.07839 | 0.0769
0.07582 | 0.07538 | 0.07437 | 0.07425 | 0.07467 | 0.11548 | 0.11716 | 0.11746 | 0.11919 | 0.17989 | 0.17942 | 0.1779 | 0.17734 | 0.17659 | 0.17621 | 0.11609 | 0.11683 | 0.11697 | 0.11686 | 0.12299 | 0.13506 | 0.12244 | 0.07621 | 0.07569
0.07549 | 0.0749 | 0.07453 | 0.07437 | 0.07512 | 0.11817 | 0.13228 | 0.12979 | 0.12767 | 0.18697 | 0.18859 | 0.18756 | 0.19105 | 0.1934 | 0.19232 | 0.13027 | 0.13101 | 0.12613 | 0.1228 | 0.13006 | 0.14198 | 0.12946 | 0.08114 | 0.07739
0.07472 | 0.07404 | 0.07231 | 0.07314 | 0.07428 | 0.11601 | 0.13291 | 0.12938 | 0.12891 | 0.18993 | 0.19179 | 0.19055 | 0.18942 | 0.18936 | 0.18532 | 0.12378 | 0.12322 | 0.12235 | 0.12114 | 0.12644 | 0.13785 | 0.12306 | 0.07806 | 0.07553
0.076574 | 0.076003 | 0.074949 | 0.075276 | 0.07631 | 0.11987 | 0.12999 | 0.12885 | 0.12667 | 0.18659 | 0.19074 | 0.18734 | 0.18685 | 0.18724 | 0.18486 | 0.12333 | 0.12348 | 0.12312 | 0.12258 | 0.12548 | 0.13674 | 0.12353 | 0.079592 | 0.07696
0.07705 | 0.07629 | 0.07531 | 0.07542 | 0.07725 | 0.11899 | 0.13982 | 0.13605 | 0.12981 | 0.18992 | 0.19208 | 0.18939 | 0.19039 | 0.19139 | 0.187 | 0.12522 | 0.12556 | 0.12412 | 0.12327 | 0.1253 | 0.14431 | 0.127 | 0.08036 | 0.07767
0.07752 | 0.07701 | 0.07558 | 0.07541 | 0.07673 | 0.11883 | 0.13067 | 0.1257 | 0.12528 | 0.18736 | 0.18886 | 0.18967 | 0.18885 | 0.18928 | 0.187 | 0.12773 | 0.12583 | 0.1234 | 0.12104 | 0.1221 | 0.1309 | 0.1226 | 0.07832 | 0.078
0.07867 | 0.07877 | 0.07735 | 0.07688 | 0.07707 | 0.11841 | 0.12 | 0.11963 | 0.12427 | 0.18815 | 0.18649 | 0.18687 | 0.18658 | 0.18581 | 0.18789 | 0.12923 | 0.13163 | 0.12996 | 0.12235 | 0.12627 | 0.14507 | 0.12597 | 0.0809 | 0.07936
0.07683 | 0.07618 | 0.07391 | 0.0717 | 0.07193 | 0.11428 | 0.11633 | 0.11666 | 0.11801 | 0.17951 | 0.17976 | 0.18002 | 0.18026 | 0.1802 | 0.17906 | 0.1189 | 0.11959 | 0.12054 | 0.12041 | 0.12921 | 0.14718 | 0.12476 | 0.07959 | 0.07805
0.07691 | 0.07594 | 0.07494 | 0.07557 | 0.07769 | 0.12031 | 0.13474 | 0.12996 | 0.13184 | 0.19702 | 0.19897 | 0.20164 | 0.20287 | 0.20364 | 0.19994 | 0.13576 | 0.13544 | 0.12985 | 0.12702 | 0.13108 | 0.14862 | 0.12754 | 0.08088 | 0.07846
0.07688 | 0.07557 | 0.07494 | 0.07447 | 0.07582 | 0.11896 | 0.12797 | 0.12718 | 0.12754 | 0.18773 | 0.18949 | 0.18925 | 0.18697 | 0.18643 | 0.18568 | 0.12506 | 0.12524 | 0.12417 | 0.12258 | 0.12514 | 0.14306 | 0.12542 | 0.0797 | 0.07633
0.07896 | 0.07816 | 0.07672 | 0.07629 | 0.07747 | 0.11965 | 0.13559 | 0.13169 | 0.12835 | 0.18993 | 0.1935 | 0.19154 | 0.18892 | 0.18882 | 0.18614 | 0.12448 | 0.12492 | 0.1237 | 0.12237 | 0.12483 | 0.14373 | 0.126 | 0.0816 | 0.07821
0.07899 | 0.07768 | 0.07737 | 0.07756 | 0.07838 | 0.12603 | 0.147 | 0.14122 | 0.13492 | 0.19438 | 0.19596 | 0.19131 | 0.19084 | 0.18919 | 0.18397 | 0.12166 | 0.12253 | 0.1216 | 0.12157 | 0.12589 | 0.15416 | 0.12934 | 0.08259 | 0.08039
0.08038 | 0.0793 | 0.07917 | 0.07918 | 0.08049 | 0.12618 | 0.15595 | 0.15079 | 0.13817 | 0.1952 | 0.19572 | 0.19096 | 0.18657 | 0.18567 | 0.18399 | 0.12258 | 0.12189 | 0.12109 | 0.12084 | 0.12283 | 0.13429 | 0.12354 | 0.08221 | 0.07937
0.07967 | 0.07858 | 0.07784 | 0.07793 | 0.07828 | 0.12027 | 0.12137 | 0.12406 | 0.12994 | 0.19291 | 0.19004 | 0.18569 | 0.18355 | 0.18074 | 0.1796 | 0.11912 | 0.11995 | 0.11978 | 0.11938 | 0.12071 | 0.12973 | 0.12261 | 0.07925 | 0.07773
0.07953 | 0.07719 | 0.07673 | 0.07657 | 0.07652 | 0.11731 | 0.11894 | 0.12033 | 0.12408 | 0.18526 | 0.18342 | 0.18169 | 0.18127 | 0.18046 | 0.17905 | 0.11904 | 0.11977 | 0.12103 | 0.12174 | 0.12484 | 0.14212 | 0.12561 | 0.08004 | 0.07911
0.07893 | 0.07755 | 0.07731 | 0.07777 | 0.07923 | 0.12264 | 0.15005 | 0.14733 | 0.14179 | 0.19904 | 0.20267 | 0.19443 | 0.19471 | 0.19375 | 0.1884 | 0.12694 | 0.12697 | 0.12601 | 0.12467 | 0.12771 | 0.14957 | 0.13104 | 0.08168 | 0.07947
0.076248 | 0.075685 | 0.075409 | 0.075403 | 0.076335 | 0.12016 | 0.14934 | 0.13523 | 0.12989 | 0.18906 | 0.18848 | 0.18713 | 0.18604 | 0.18643 | 0.18452 | 0.12373 | 0.12404 | 0.123 | 0.12136 | 0.12425 | 0.14214 | 0.12533 | 0.077688 | 0.076653
0.07508 | 0.07442 | 0.07421 | 0.07406 | 0.07511 | 0.11791 | 0.13507 | 0.12956 | 0.12396 | 0.18336 | 0.18547 | 0.18495 | 0.18447 | 0.18357 | 0.18256 | 0.12146 | 0.12085 | 0.12051 | 0.11973 | 0.12066 | 0.13321 | 0.12249 | 0.07618 | 0.07528
0.07348 | 0.07268 | 0.07231 | 0.0722 | 0.07349 | 0.11548 | 0.12681 | 0.12189 | 0.12179 | 0.18214 | 0.18396 | 0.18311 | 0.18228 | 0.18162 | 0.18089 | 0.12043 | 0.12027 | 0.11967 | 0.11904 | 0.11939 | 0.12631 | 0.12012 | 0.07586 | 0.07524
0.07322 | 0.07233 | 0.07123 | 0.07111 | 0.07248 | 0.11567 | 0.12726 | 0.12629 | 0.12482 | 0.18735 | 0.19069 | 0.19225 | 0.18865 | 0.18944 | 0.18494 | 0.12509 | 0.12428 | 0.12281 | 0.12066 | 0.1207 | 0.12541 | 0.12168 | 0.07602 | 0.07437
0.07458 | 0.07403 | 0.07321 | 0.07267 | 0.07316 | 0.11507 | 0.1161 | 0.11785 | 0.12165 | 0.18255 | 0.1818 | 0.18255 | 0.18083 | 0.18107 | 0.1802 | 0.12006 | 0.12033 | 0.1199 | 0.11946 | 0.11946 | 0.12838 | 0.12107 | 0.07688 | 0.0755
0.07414 | 0.07311 | 0.07147 | 0.07054 | 0.07077 | 0.11185 | 0.11266 | 0.11448 | 0.11596 | 0.17859 | 0.17872 | 0.17938 | 0.17977 | 0.17975 | 0.17996 | 0.12076 | 0.12287 | 0.12463 | 0.12148 | 0.12167 | 0.14084 | 0.12468 | 0.07703 | 0.07514
0.07445 | 0.07356 | 0.07325 | 0.07317 | 0.07408 | 0.11557 | 0.12315 | 0.12334 | 0.12463 | 0.18522 | 0.19056 | 0.19083 | 0.19641 | 0.20221 | 0.20467 | 0.15927 | 0.1567 | 0.14549 | 0.1368 | 0.13207 | 0.14548 | 0.13415 | 0.08174 | 0.07782
0.074952 | 0.074164 | 0.07273 | 0.07206 | 0.073417 | 0.11534 | 0.12086 | 0.12241 | 0.12242 | 0.18431 | 0.19064 | 0.19246 | 0.19534 | 0.19864 | 0.19732 | 0.14566 | 0.14588 | 0.14041 | 0.12952 | 0.12689 | 0.14001 | 0.12839 | 0.079501 | 0.077248
0.075113 | 0.07451 | 0.07377 | 0.073259 | 0.073997 | 0.1166 | 0.12099 | 0.12435 | 0.1251 | 0.18693 | 0.19074 | 0.19095 | 0.19605 | 0.19789 | 0.19981 | 0.1435 | 0.14369 | 0.13392 | 0.12799 | 0.12615 | 0.13522 | 0.1277 | 0.078855 | 0.076389
0.0745 | 0.07397 | 0.07268 | 0.07168 | 0.07305 | 0.11502 | 0.11902 | 0.11961 | 0.12102 | 0.18387 | 0.18928 | 0.19115 | 0.19384 | 0.19802 | 0.20064 | 0.14726 | 0.14782 | 0.14652 | 0.13439 | 0.12689 | 0.1366 | 0.12862 | 0.08025 | 0.0769
0.07569 | 0.07481 | 0.07432 | 0.07384 | 0.07435 | 0.11586 | 0.12018 | 0.12349 | 0.12474 | 0.18803 | 0.19404 | 0.19942 | 0.20477 | 0.21577 | 0.2248 | 0.17926 | 0.18066 | 0.1614 | 0.14459 | 0.1356 | 0.14595 | 0.13269 | 0.08131 | 0.07698
0.07573 | 0.07455 | 0.07338 | 0.07142 | 0.07159 | 0.11269 | 0.11453 | 0.11575 | 0.11786 | 0.18087 | 0.18541 | 0.18995 | 0.19312 | 0.19808 | 0.19875 | 0.14586 | 0.15363 | 0.14835 | 0.13637 | 0.12878 | 0.13505 | 0.12648 | 0.08083 | 0.07663
0.07468 | 0.07295 | 0.07114 | 0.06841 | 0.06814 | 0.10855 | 0.10983 | 0.11385 | 0.11632 | 0.1778 | 0.18011 | 0.18154 | 0.18353 | 0.18575 | 0.18872 | 0.13598 | 0.14069 | 0.13696 | 0.13139 | 0.12537 | 0.14558 | 0.12748 | 0.07948 | 0.07641
0.07729 | 0.07524 | 0.07448 | 0.07349 | 0.07454 | 0.11618 | 0.12352 | 0.12901 | 0.12965 | 0.20056 | 0.21869 | 0.23986 | 0.25787 | 0.28997 | 0.30148 | 0.2661 | 0.26644 | 0.22849 | 0.19198 | 0.16856 | 0.17986 | 0.15524 | 0.0852 | 0.07869
0.0752 | 0.07423 | 0.07375 | 0.07287 | 0.07339 | 0.11512 | 0.12046 | 0.12279 | 0.12277 | 0.18446 | 0.18617 | 0.18974 | 0.19936 | 0.2065 | 0.20501 | 0.1505 | 0.15769 | 0.14221 | 0.12684 | 0.12486 | 0.12928 | 0.12595 | 0.08143 | 0.07635
0.075467 | 0.074495 | 0.073968 | 0.073266 | 0.074187 | 0.11631 | 0.12234 | 0.12507 | 0.1269 | 0.18726 | 0.19255 | 0.19248 | 0.1942 | 0.19126 | 0.19024 | 0.12868 | 0.12884 | 0.12861 | 0.12427 | 0.12393 | 0.13665 | 0.12899 | 0.078263 | 0.075565
0.074701 | 0.073231 | 0.071418 | 0.070744 | 0.072919 | 0.11584 | 0.12302 | 0.12506 | 0.12533 | 0.18521 | 0.18991 | 0.18899 | 0.19054 | 0.19317 | 0.19147 | 0.13216 | 0.13357 | 0.12957 | 0.1271 | 0.12366 | 0.13802 | 0.12797 | 0.0779 | 0.075652
0.0732 | 0.07234 | 0.07089 | 0.07059 | 0.07224 | 0.11542 | 0.12226 | 0.12168 | 0.12197 | 0.18412 | 0.18831 | 0.19201 | 0.19535 | 0.19891 | 0.20649 | 0.14903 | 0.157 | 0.143 | 0.13527 | 0.12782 | 0.13301 | 0.12989 | 0.07948 | 0.07572
0.07571 | 0.07499 | 0.07435 | 0.07283 | 0.07231 | 0.11283 | 0.1131 | 0.11564 | 0.11895 | 0.18222 | 0.18404 | 0.19028 | 0.19485 | 0.19741 | 0.20174 | 0.1418 | 0.15515 | 0.1467 | 0.13441 | 0.12919 | 0.13425 | 0.13288 | 0.08078 | 0.07733
0.07722 | 0.07483 | 0.07292 | 0.0712 | 0.07023 | 0.11031 | 0.11022 | 0.1147 | 0.11921 | 0.18486 | 0.1875 | 0.19528 | 0.20132 | 0.20483 | 0.20675 | 0.15418 | 0.16015 | 0.1591 | 0.14043 | 0.13679 | 0.15848 | 0.14436 | 0.08381 | 0.07669
0.07561 | 0.07392 | 0.0727 | 0.07165 | 0.07237 | 0.11434 | 0.11832 | 0.12317 | 0.1256 | 0.19051 | 0.19772 | 0.20221 | 0.21332 | 0.21943 | 0.2329 | 0.17341 | 0.17548 | 0.16102 | 0.13973 | 0.13204 | 0.13927 | 0.13142 | 0.08076 | 0.07609
0.0748 | 0.07366 | 0.07244 | 0.07177 | 0.07258 | 0.11434 | 0.11645 | 0.12543 | 0.1248 | 0.18758 | 0.1926 | 0.19569 | 0.19965 | 0.2051 | 0.20941 | 0.15253 | 0.15234 | 0.14918 | 0.13355 | 0.12973 | 0.13736 | 0.13255 | 0.07973 | 0.07473
0.073805 | 0.072738 | 0.070398 | 0.068461 | 0.070468 | 0.11355 | 0.11614 | 0.12045 | 0.12062 | 0.18124 | 0.18262 | 0.18262 | 0.18273 | 0.18309 | 0.18311 | 0.12607 | 0.12622 | 0.12433 | 0.1207 | 0.11987 | 0.12293 | 0.12163 | 0.074694 | 0.073648
0.07328 | 0.07228 | 0.07035 | 0.06868 | 0.0715 | 0.1143 | 0.11904 | 0.12108 | 0.12242 | 0.18271 | 0.18267 | 0.18417 | 0.18267 | 0.18231 | 0.18152 | 0.12216 | 0.12155 | 0.12088 | 0.12035 | 0.11902 | 0.12134 | 0.12057 | 0.07515 | 0.07392
0.07236 | 0.07133 | 0.06834 | 0.06706 | 0.06891 | 0.11343 | 0.1152 | 0.11894 | 0.12035 | 0.18131 | 0.18341 | 0.18243 | 0.18114 | 0.18432 | 0.18188 | 0.12108 | 0.12082 | 0.12181 | 0.11931 | 0.11833 | 0.12459 | 0.12023 | 0.07463 | 0.073
0.06924 | 0.06869 | 0.06552 | 0.0636 | 0.06548 | 0.10884 | 0.10959 | 0.11258 | 0.11421 | 0.17488 | 0.17521 | 0.17534 | 0.17522 | 0.17517 | 0.17462 | 0.11483 | 0.11521 | 0.11512 | 0.11481 | 0.11469 | 0.11623 | 0.11578 | 0.07337 | 0.07003
0.06508 | 0.06496 | 0.06044 | 0.05928 | 0.05853 | 0.09874 | 0.09967 | 0.1037 | 0.1102 | 0.17266 | 0.17319 | 0.17456 | 0.17541 | 0.17598 | 0.1766 | 0.11732 | 0.11842 | 0.11937 | 0.11863 | 0.11867 | 0.11974 | 0.11904 | 0.07416 | 0.07032
0.06559 | 0.06381 | 0.06179 | 0.05687 | 0.0563 | 0.09969 | 0.10147 | 0.10715 | 0.11074 | 0.17278 | 0.17529 | 0.17751 | 0.1793 | 0.18025 | 0.18033 | 0.12077 | 0.12588 | 0.12669 | 0.12159 | 0.12018 | 0.12343 | 0.12027 | 0.07483 | 0.07312
0.07221 | 0.06895 | 0.06528 | 0.06356 | 0.06535 | 0.1103 | 0.11406 | 0.11633 | 0.11881 | 0.18124 | 0.18512 | 0.18844 | 0.19134 | 0.19931 | 0.20933 | 0.15541 | 0.16949 | 0.16959 | 0.14232 | 0.12952 | 0.12977 | 0.12685 | 0.07737 | 0.07524
0.07318 | 0.07182 | 0.06958 | 0.06688 | 0.06848 | 0.11281 | 0.11602 | 0.11961 | 0.12092 | 0.18307 | 0.18867 | 0.19326 | 0.2013 | 0.20734 | 0.21565 | 0.16993 | 0.1755 | 0.16104 | 0.13886 | 0.12848 | 0.13116 | 0.12579 | 0.07898 | 0.07617
0.07373 | 0.07122 | 0.06661 | 0.06268 | 0.06404 | 0.11127 | 0.11478 | 0.11771 | 0.11928 | 0.18187 | 0.18467 | 0.18662 | 0.18896 | 0.19541 | 0.20086 | 0.15436 | 0.15621 | 0.14492 | 0.12771 | 0.12396 | 0.12325 | 0.1225 | 0.07772 | 0.07488
0.07336 | 0.07078 | 0.06643 | 0.0635 | 0.06501 | 0.11163 | 0.11495 | 0.11623 | 0.11869 | 0.18065 | 0.18323 | 0.18509 | 0.18737 | 0.1934 | 0.19561 | 0.14017 | 0.14232 | 0.13236 | 0.12476 | 0.12223 | 0.12224 | 0.12069 | 0.07714 | 0.07581
0.07367 | 0.07228 | 0.06731 | 0.06516 | 0.06486 | 0.10543 | 0.10713 | 0.1131 | 0.11637 | 0.17778 | 0.18066 | 0.18206 | 0.18441 | 0.18651 | 0.18669 | 0.12896 | 0.13157 | 0.1295 | 0.12481 | 0.12251 | 0.12252 | 0.12155 | 0.07642 | 0.07403
0.07318 | 0.07162 | 0.06652 | 0.06427 | 0.06297 | 0.10311 | 0.10325 | 0.10766 | 0.11347 | 0.17562 | 0.17787 | 0.17989 | 0.17993 | 0.18137 | 0.18205 | 0.12089 | 0.12182 | 0.12166 | 0.11962 | 0.11944 | 0.11995 | 0.11918 | 0.07529 | 0.0743
0.07314 | 0.07078 | 0.06677 | 0.06555 | 0.06755 | 0.11243 | 0.11454 | 0.11585 | 0.11871 | 0.18237 | 0.183 | 0.18312 | 0.18577 | 0.1866 | 0.18726 | 0.1264 | 0.12574 | 0.12224 | 0.12077 | 0.11975 | 0.12152 | 0.11954 | 0.07526 | 0.07236
0.0728 | 0.07025 | 0.06699 | 0.0653 | 0.06761 | 0.11248 | 0.11427 | 0.1168 | 0.1184 | 0.17909 | 0.18195 | 0.18146 | 0.18178 | 0.1818 | 0.18208 | 0.12185 | 0.12143 | 0.12057 | 0.12101 | 0.12023 | 0.12083 | 0.11967 | 0.0746 | 0.07243
0.06845 | 0.06534 | 0.06225 | 0.06172 | 0.06261 | 0.10713 | 0.11324 | 0.11822 | 0.11874 | 0.17849 | 0.18086 | 0.18083 | 0.18025 | 0.18034 | 0.18026 | 0.12062 | 0.12043 | 0.12178 | 0.12087 | 0.12002 | 0.12096 | 0.12036 | 0.07421 | 0.06926
0.0713 | 0.06996 | 0.06793 | 0.06602 | 0.06838 | 0.11238 | 0.11379 | 0.11568 | 0.11777 | 0.17896 | 0.18117 | 0.1832 | 0.18304 | 0.18379 | 0.18215 | 0.12447 | 0.12494 | 0.12394 | 0.12146 | 0.12161 | 0.12216 | 0.12106 | 0.07545 | 0.07183
0.07128 | 0.0697 | 0.06503 | 0.06193 | 0.06382 | 0.10934 | 0.11238 | 0.11475 | 0.117 | 0.17909 | 0.18118 | 0.18119 | 0.1836 | 0.18474 | 0.18466 | 0.12478 | 0.12368 | 0.12302 | 0.12113 | 0.121 | 0.12052 | 0.11988 | 0.07524 | 0.07247
0.06977 | 0.06816 | 0.06451 | 0.05924 | 0.05955 | 0.1008 | 0.10262 | 0.10978 | 0.11289 | 0.17556 | 0.17917 | 0.18005 | 0.18051 | 0.18036 | 0.18041 | 0.12049 | 0.12047 | 0.12042 | 0.11986 | 0.11957 | 0.11965 | 0.11835 | 0.07395 | 0.07012
0.06317 | 0.06139 | 0.05977 | 0.05707 | 0.05507 | 0.09449 | 0.09438 | 0.09938 | 0.10681 | 0.17132 | 0.17307 | 0.17443 | 0.17617 | 0.17956 | 0.17987 | 0.12012 | 0.12028 | 0.12061 | 0.11881 | 0.1186 | 0.11918 | 0.11926 | 0.07352 | 0.06941
0.07046 | 0.06847 | 0.0644 | 0.06041 | 0.06464 | 0.10888 | 0.11176 | 0.11449 | 0.11844 | 0.17958 | 0.18121 | 0.18484 | 0.18531 | 0.18939 | 0.19419 | 0.13822 | 0.14153 | 0.13204 | 0.12729 | 0.12682 | 0.12648 | 0.12256 | 0.07703 | 0.07489
0.07493 | 0.07335 | 0.07111 | 0.06812 | 0.0715 | 0.11345 | 0.11549 | 0.11665 | 0.11842 | 0.18137 | 0.18393 | 0.18648 | 0.19007 | 0.19439 | 0.19761 | 0.14422 | 0.14705 | 0.13682 | 0.12988 | 0.12572 | 0.12407 | 0.12215 | 0.07674 | 0.07499
0.07402 | 0.07182 | 0.06864 | 0.06554 | 0.06803 | 0.11136 | 0.11388 | 0.11549 | 0.11703 | 0.18014 | 0.18645 | 0.19053 | 0.19316 | 0.1986 | 0.2039 | 0.15522 | 0.16189 | 0.14971 | 0.13509 | 0.12906 | 0.12804 | 0.12536 | 0.07877 | 0.07676
0.07485 | 0.07287 | 0.07066 | 0.06853 | 0.0689 | 0.11232 | 0.11469 | 0.11633 | 0.11807 | 0.18237 | 0.18532 | 0.18923 | 0.19377 | 0.20657 | 0.21882 | 0.17325 | 0.18303 | 0.16118 | 0.14006 | 0.13237 | 0.13178 | 0.1263 | 0.08061 | 0.07721
0.07551 | 0.07377 | 0.07259 | 0.07059 | 0.07087 | 0.11329 | 0.11524 | 0.11742 | 0.11987 | 0.18349 | 0.18884 | 0.19278 | 0.2087 | 0.23107 | 0.24861 | 0.19645 | 0.18459 | 0.15586 | 0.13607 | 0.12797 | 0.12377 | 0.12287 | 0.07908 | 0.07631
0.07535 | 0.07423 | 0.0736 | 0.07229 | 0.07122 | 0.11124 | 0.11218 | 0.11483 | 0.11663 | 0.17881 | 0.18141 | 0.1824 | 0.18327 | 0.18353 | 0.18514 | 0.12996 | 0.13101 | 0.12481 | 0.12325 | 0.12224 | 0.12128 | 0.12089 | 0.07814 | 0.0758
0.07495 | 0.0737 | 0.07248 | 0.06914 | 0.06879 | 0.10733 | 0.10558 | 0.11086 | 0.11408 | 0.17618 | 0.17939 | 0.1822 | 0.18424 | 0.18363 | 0.18393 | 0.12426 | 0.12437 | 0.12453 | 0.12368 | 0.12227 | 0.12134 | 0.12113 | 0.0765 | 0.07568
0.073607 | 0.072329 | 0.06979 | 0.068867 | 0.070448 | 0.11329 | 0.11423 | 0.11561 | 0.11888 | 0.18141 | 0.18605 | 0.18927 | 0.1937 | 0.20202 | 0.20696 | 0.15024 | 0.15286 | 0.14393 | 0.13151 | 0.12813 | 0.12799 | 0.12414 | 0.07924 | 0.076058
0.07514 | 0.07396 | 0.07321 | 0.07156 | 0.07212 | 0.11379 | 0.11501 | 0.11712 | 0.11953 | 0.18159 | 0.18394 | 0.18612 | 0.19021 | 0.19495 | 0.2001 | 0.14379 | 0.14576 | 0.13552 | 0.12749 | 0.12451 | 0.12371 | 0.12229 | 0.07665 | 0.07507
0.07479 | 0.07358 | 0.07111 | 0.0697 | 0.07126 | 0.11357 | 0.11472 | 0.11708 | 0.11839 | 0.1811 | 0.1847 | 0.18799 | 0.18826 | 0.19202 | 0.1938 | 0.13798 | 0.13887 | 0.13095 | 0.12743 | 0.12344 | 0.123 | 0.12222 | 0.07636 | 0.07432
0.07336 | 0.0723 | 0.07039 | 0.06874 | 0.06978 | 0.11249 | 0.11372 | 0.1159 | 0.11656 | 0.17971 | 0.18378 | 0.1869 | 0.18627 | 0.19109 | 0.19566 | 0.14023 | 0.1423 | 0.13367 | 0.12654 | 0.1259 | 0.1257 | 0.12481 | 0.07727 | 0.07524
0.07374 | 0.07226 | 0.06971 | 0.068 | 0.06874 | 0.11221 | 0.11447 | 0.11684 | 0.11822 | 0.18056 | 0.18547 | 0.18606 | 0.18791 | 0.19303 | 0.19557 | 0.13549 | 0.13402 | 0.12715 | 0.12388 | 0.12149 | 0.12066 | 0.12055 | 0.07611 | 0.07456
0.07395 | 0.07224 | 0.07026 | 0.06681 | 0.0658 | 0.10572 | 0.10554 | 0.11199 | 0.11729 | 0.17833 | 0.18045 | 0.18381 | 0.18597 | 0.18473 | 0.18947 | 0.13122 | 0.13619 | 0.13178 | 0.12763 | 0.12137 | 0.1218 | 0.12089 | 0.07711 | 0.07534
0.07316 | 0.07131 | 0.07028 | 0.06801 | 0.06583 | 0.10461 | 0.10289 | 0.10819 | 0.1123 | 0.17713 | 0.18011 | 0.18265 | 0.18532 | 0.18855 | 0.19205 | 0.13705 | 0.14346 | 0.13987 | 0.13507 | 0.12988 | 0.12881 | 0.12918 | 0.08209 | 0.07667
0.07375 | 0.07266 | 0.07143 | 0.06986 | 0.07126 | 0.11207 | 0.1147 | 0.1175 | 0.12057 | 0.18388 | 0.18742 | 0.1917 | 0.19687 | 0.2104 | 0.22859 | 0.18128 | 0.19951 | 0.18285 | 0.15483 | 0.13893 | 0.13792 | 0.1284 | 0.08344 | 0.07732
0.07486 | 0.07377 | 0.07264 | 0.07166 | 0.07241 | 0.11356 | 0.11518 | 0.11778 | 0.12013 | 0.18325 | 0.18841 | 0.19421 | 0.20389 | 0.21693 | 0.2345 | 0.1919 | 0.20352 | 0.16976 | 0.14477 | 0.13133 | 0.13014 | 0.12622 | 0.07998 | 0.07579
0.074436 | 0.073468 | 0.071717 | 0.069186 | 0.070798 | 0.11311 | 0.11452 | 0.11591 | 0.11676 | 0.17777 | 0.18131 | 0.18381 | 0.18762 | 0.18887 | 0.19195 | 0.1405 | 0.14643 | 0.13719 | 0.12771 | 0.12506 | 0.12466 | 0.12244 | 0.07599 | 0.074373
0.07369 | 0.07282 | 0.06866 | 0.06516 | 0.06842 | 0.11209 | 0.11371 | 0.11483 | 0.11571 | 0.17661 | 0.17988 | 0.18366 | 0.18496 | 0.18596 | 0.1901 | 0.13509 | 0.13598 | 0.12844 | 0.12321 | 0.12278 | 0.12205 | 0.12048 | 0.07587 | 0.07435
0.07372 | 0.07321 | 0.07017 | 0.06864 | 0.07102 | 0.11272 | 0.11394 | 0.11488 | 0.11592 | 0.17749 | 0.18215 | 0.18217 | 0.18233 | 0.18469 | 0.18559 | 0.12577 | 0.12545 | 0.1224 | 0.1216 | 0.11823 | 0.11735 | 0.1174 | 0.07469 | 0.07339
0.07205 | 0.06743 | 0.06534 | 0.06248 | 0.06257 | 0.10258 | 0.10374 | 0.10745 | 0.11354 | 0.17466 | 0.17595 | 0.17664 | 0.17645 | 0.17544 | 0.17492 | 0.1149 | 0.11488 | 0.11493 | 0.11473 | 0.1142 | 0.11462 | 0.11465 | 0.07318 | 0.06931
0.0676 | 0.06594 | 0.06384 | 0.06007 | 0.05892 | 0.09585 | 0.09514 | 0.10252 | 0.10751 | 0.17232 | 0.17374 | 0.17481 | 0.17553 | 0.17659 | 0.17661 | 0.11659 | 0.11644 | 0.11659 | 0.1164 | 0.11632 | 0.11642 | 0.11676 | 0.07316 | 0.0692
0.06552 | 0.06401 | 0.06074 | 0.0578 | 0.06296 | 0.10429 | 0.11075 | 0.11362 | 0.11443 | 0.17551 | 0.17724 | 0.1784 | 0.18023 | 0.1808 | 0.18168 | 0.12284 | 0.123 | 0.12224 | 0.12182 | 0.12083 | 0.11951 | 0.11905 | 0.07462 | 0.07299
0.07131 | 0.07003 | 0.06867 | 0.06689 | 0.06803 | 0.11076 | 0.11314 | 0.11483 | 0.11618 | 0.17857 | 0.18264 | 0.18512 | 0.18657 | 0.18765 | 0.18952 | 0.13302 | 0.13445 | 0.12901 | 0.12518 | 0.12424 | 0.12499 | 0.12417 | 0.07699 | 0.07428
0.07261 | 0.07134 | 0.06966 | 0.06772 | 0.06805 | 0.11145 | 0.11296 | 0.11392 | 0.1148 | 0.17682 | 0.17885 | 0.1798 | 0.18015 | 0.18308 | 0.18748 | 0.13126 | 0.13384 | 0.12742 | 0.12007 | 0.11933 | 0.11973 | 0.12013 | 0.0742 | 0.07332
0.07054 | 0.06861 | 0.06638 | 0.06481 | 0.06537 | 0.10916 | 0.11072 | 0.11219 | 0.11384 | 0.17554 | 0.1778 | 0.1788 | 0.1793 | 0.17978 | 0.18019 | 0.12035 | 0.12049 | 0.12038 | 0.11925 | 0.11752 | 0.11725 | 0.11606 | 0.07275 | 0.07136
0.06848 | 0.06527 | 0.06182 | 0.0598 | 0.06004 | 0.10236 | 0.10363 | 0.10611 | 0.10962 | 0.17238 | 0.17352 | 0.17418 | 0.17464 | 0.17486 | 0.17524 | 0.11543 | 0.11602 | 0.11567 | 0.11516 | 0.11418 | 0.11396 | 0.11399 | 0.0716 | 0.0685
0.06674 | 0.0617 | 0.05953 | 0.05903 | 0.05824 | 0.09831 | 0.09742 | 0.10034 | 0.10837 | 0.17157 | 0.17296 | 0.17447 | 0.17443 | 0.17488 | 0.17586 | 0.11622 | 0.11591 | 0.11596 | 0.11553 | 0.11508 | 0.1145 | 0.1143 | 0.0717 | 0.06943
0.06736 | 0.06216 | 0.06102 | 0.05758 | 0.05818 | 0.09747 | 0.09692 | 0.10128 | 0.10861 | 0.17166 | 0.17333 | 0.17627 | 0.17775 | 0.17858 | 0.1796 | 0.12301 | 0.12399 | 0.12586 | 0.1214 | 0.11935 | 0.11938 | 0.11881 | 0.07449 | 0.07246
0.06925 | 0.06663 | 0.06609 | 0.06528 | 0.06567 | 0.10775 | 0.11117 | 0.11244 | 0.11452 | 0.17737 | 0.1795 | 0.1834 | 0.1877 | 0.18904 | 0.19172 | 0.13633 | 0.13943 | 0.13746 | 0.12822 | 0.12237 | 0.12279 | 0.1213 | 0.07487 | 0.07327
0.07273 | 0.06929 | 0.06755 | 0.06618 | 0.06663 | 0.10921 | 0.11294 | 0.11462 | 0.11592 | 0.17952 | 0.18259 | 0.18611 | 0.18522 | 0.19508 | 0.19653 | 0.13992 | 0.14401 | 0.13742 | 0.12528 | 0.12123 | 0.1222 | 0.12202 | 0.07568 | 0.07417
0.073626 | 0.071828 | 0.068906 | 0.066469 | 0.066862 | 0.11026 | 0.11326 | 0.11476 | 0.11572 | 0.17748 | 0.18102 | 0.18158 | 0.18362 | 0.18802 | 0.18821 | 0.12773 | 0.12589 | 0.12394 | 0.12098 | 0.11796 | 0.11865 | 0.118 | 0.074205 | 0.073551
0.073265 | 0.072206 | 0.069019 | 0.066826 | 0.067054 | 0.11103 | 0.11324 | 0.11374 | 0.11451 | 0.17612 | 0.17785 | 0.1817 | 0.182 | 0.18575 | 0.18895 | 0.13016 | 0.12915 | 0.12515 | 0.12061 | 0.1197 | 0.12008 | 0.11956 | 0.074842 | 0.073702
0.073264 | 0.071774 | 0.067713 | 0.066379 | 0.067088 | 0.10964 | 0.11278 | 0.11278 | 0.11425 | 0.17563 | 0.17748 | 0.17966 | 0.18082 | 0.18378 | 0.18915 | 0.13269 | 0.13162 | 0.1292 | 0.12059 | 0.11924 | 0.11842 | 0.11777 | 0.073936 | 0.072951
0.073378 | 0.072169 | 0.070799 | 0.069368 | 0.068576 | 0.10908 | 0.10871 | 0.11102 | 0.11376 | 0.17445 | 0.17681 | 0.17858 | 0.1798 | 0.18119 | 0.1811 | 0.12279 | 0.12435 | 0.12366 | 0.12002 | 0.1186 | 0.11798 | 0.11737 | 0.074063 | 0.073023
0.072743 | 0.070026 | 0.067898 | 0.064852 | 0.061977 | 0.1016 | 0.10142 | 0.10664 | 0.11132 | 0.17339 | 0.17632 | 0.17841 | 0.18137 | 0.18605 | 0.18817 | 0.13067 | 0.13417 | 0.13405 | 0.12834 | 0.12262 | 0.1223 | 0.12339 | 0.076297 | 0.074014
0.072501 | 0.071587 | 0.0707 | 0.069163 | 0.069466 | 0.11105 | 0.11192 | 0.11391 | 0.11676 | 0.17974 | 0.18159 | 0.18485 | 0.18639 | 0.19098 | 0.19596 | 0.13879 | 0.14081 | 0.13771 | 0.12838 | 0.12633 | 0.12692 | 0.12568 | 0.078478 | 0.075683
0.074132 | 0.073107 | 0.071776 | 0.071053 | 0.0714 | 0.11306 | 0.11403 | 0.11568 | 0.11788 | 0.17994 | 0.18923 | 0.18768 | 0.18927 | 0.19359 | 0.19781 | 0.14227 | 0.14525 | 0.13626 | 0.12962 | 0.12669 | 0.12701 | 0.12866 | 0.078049 | 0.07579
0.0743 | 0.07316 | 0.071708 | 0.070414 | 0.071103 | 0.11277 | 0.11377 | 0.11453 | 0.11593 | 0.178 | 0.1823 | 0.18372 | 0.18494 | 0.18793 | 0.19054 | 0.13212 | 0.13319 | 0.13141 | 0.12439 | 0.12156 | 0.1198 | 0.12026 | 0.074482 | 0.073827
0.071892 | 0.070068 | 0.067298 | 0.065035 | 0.065763 | 0.10959 | 0.11243 | 0.11329 | 0.11375 | 0.17527 | 0.17766 | 0.1785 | 0.17988 | 0.181 | 0.18398 | 0.12756 | 0.13368 | 0.13272 | 0.12179 | 0.11981 | 0.11935 | 0.11886 | 0.074068 | 0.07294
0.072154 | 0.070905 | 0.068836 | 0.066992 | 0.067613 | 0.11087 | 0.11221 | 0.11349 | 0.11475 | 0.17791 | 0.18038 | 0.17983 | 0.18429 | 0.18684 | 0.19305 | 0.14032 | 0.14488 | 0.14278 | 0.12715 | 0.12452 | 0.1237 | 0.1228 | 0.077314 | 0.074459
0.075014 | 0.07397 | 0.072766 | 0.071935 | 0.071685 | 0.11168 | 0.11187 | 0.11394 | 0.11698 | 0.18048 | 0.18305 | 0.18855 | 0.19389 | 0.29611 | 0.30222 | 0.30897 | 0.31494 | 0.31553 | 0.29836 | 0.13312 | 0.13434 | 0.13247 | 0.080816 | 0.078916
0.075251 | 0.074293 | 0.073364 | 0.072563 | 0.071578 | 0.11138 | 0.11119 | 0.1133 | 0.11493 | 0.17754 | 0.18261 | 0.18853 | 0.19165 | 0.19431 | 0.19768 | 0.14547 | 0.14946 | 0.15158 | 0.14032 | 0.1307 | 0.13101 | 0.13067 | 0.080388 | 0.075462
0.074759 | 0.073583 | 0.072967 | 0.072283 | 0.07248 | 0.11322 | 0.11432 | 0.11626 | 0.11951 | 0.18352 | 0.19054 | 0.19181 | 0.1984 | 0.20729 | 0.21338 | 0.16153 | 0.17034 | 0.16177 | 0.14051 | 0.13199 | 0.12936 | 0.12723 | 0.081305 | 0.07623
0.075457 | 0.074313 | 0.073401 | 0.072783 | 0.072806 | 0.11358 | 0.11456 | 0.1155 | 0.11678 | 0.17894 | 0.18307 | 0.18683 | 0.19047 | 0.19621 | 0.20054 | 0.14651 | 0.14763 | 0.14043 | 0.12864 | 0.12451 | 0.12369 | 0.12197 | 0.076968 | 0.074841
0.074556 | 0.073205 | 0.070653 | 0.069543 | 0.070185 | 0.11214 | 0.11353 | 0.11453 | 0.11563 | 0.17734 | 0.17975 | 0.18118 | 0.18401 | 0.18518 | 0.18957 | 0.1367 | 0.14162 | 0.13752 | 0.12462 | 0.12236 | 0.12085 | 0.12071 | 0.075929 | 0.0741
0.07274 | 0.071068 | 0.068137 | 0.066497 | 0.06709 | 0.11022 | 0.11248 | 0.11329 | 0.11485 | 0.17726 | 0.17922 | 0.18031 | 0.18351 | 0.18684 | 0.18971 | 0.13502 | 0.142 | 0.13648 | 0.12814 | 0.1227 | 0.12276 | 0.12193 | 0.074624 | 0.073243
0.072729 | 0.071434 | 0.06845 | 0.066863 | 0.068044 | 0.11077 | 0.1128 | 0.11381 | 0.1147 | 0.17758 | 0.18251 | 0.18518 | 0.18748 | 0.19117 | 0.19405 | 0.14142 | 0.15598 | 0.14398 | 0.13006 | 0.12696 | 0.12641 | 0.12559 | 0.076543 | 0.0745
0.073083 | 0.071609 | 0.069187 | 0.066366 | 0.065434 | 0.1052 | 0.10609 | 0.11108 | 0.1133 | 0.17492 | 0.17888 | 0.18352 | 0.18524 | 0.1862 | 0.18846 | 0.13588 | 0.14229 | 0.14319 | 0.12815 | 0.12539 | 0.12469 | 0.12362 | 0.077606 | 0.074543
0.073382 | 0.07217 | 0.070188 | 0.067033 | 0.065928 | 0.10538 | 0.10509 | 0.10984 | 0.11254 | 0.17472 | 0.17755 | 0.18121 | 0.18435 | 0.18606 | 0.19064 | 0.14306 | 0.13934 | 0.14397 | 0.13154 | 0.12614 | 0.12563 | 0.12402 | 0.076558 | 0.074856
0.073495 | 0.072662 | 0.071406 | 0.069687 | 0.070087 | 0.112 | 0.1131 | 0.11518 | 0.11757 | 0.18336 | 0.18781 | 0.19241 | 0.19547 | 0.20325 | 0.20925 | 0.16234 | 0.16849 | 0.16162 | 0.14402 | 0.13426 | 0.13353 | 0.1307 | 0.080916 | 0.075582
0.075232 | 0.073648 | 0.072653 | 0.071596 | 0.072103 | 0.11332 | 0.11484 | 0.11711 | 0.11953 | 0.18574 | 0.19171 | 0.19728 | 0.20261 | 0.21095 | 0.22363 | 0.17831 | 0.18758 | 0.17982 | 0.15145 | 0.14159 | 0.1403 | 0.13521 | 0.085075 | 0.079887
0.077041 | 0.074554 | 0.073289 | 0.072496 | 0.072485 | 0.11354 | 0.11515 | 0.11834 | 0.12299 | 0.19065 | 0.19959 | 0.21202 | 0.23258 | 0.26112 | 0.30065 | 0.27005 | 0.28417 | 0.265 | 0.20779 | 0.16083 | 0.1556 | 0.14685 | 0.088104 | 0.078786
0.075297 | 0.073793 | 0.072683 | 0.070948 | 0.071038 | 0.1133 | 0.11482 | 0.11572 | 0.1187 | 0.18515 | 0.19238 | 0.19652 | 0.20256 | 0.21281 | 0.2299 | 0.17843 | 0.18582 | 0.17017 | 0.14341 | 0.1327 | 0.12971 | 0.12587 | 0.079142 | 0.076008
0.074381 | 0.071979 | 0.069513 | 0.06724 | 0.067077 | 0.11062 | 0.1133 | 0.1152 | 0.11627 | 0.17943 | 0.18509 | 0.18639 | 0.18936 | 0.19305 | 0.19986 | 0.14515 | 0.14862 | 0.14449 | 0.13296 | 0.12719 | 0.1262 | 0.1235 | 0.077246 | 0.074755
0.073398 | 0.070869 | 0.067799 | 0.063568 | 0.061126 | 0.10155 | 0.10332 | 0.10904 | 0.1136 | 0.17521 | 0.17725 | 0.18108 | 0.18349 | 0.1871 | 0.18898 | 0.13453 | 0.13819 | 0.13571 | 0.12513 | 0.12274 | 0.12158 | 0.11805 | 0.074724 | 0.074002
0.072989 | 0.070339 | 0.065993 | 0.062463 | 0.058013 | 0.095745 | 0.094987 | 0.10085 | 0.11155 | 0.17396 | 0.17563 | 0.17766 | 0.18232 | 0.18396 | 0.1869 | 0.13199 | 0.13403 | 0.13301 | 0.12823 | 0.12384 | 0.12349 | 0.11874 | 0.075265 | 0.073982
0.073077 | 0.070005 | 0.067951 | 0.064324 | 0.064488 | 0.10837 | 0.11263 | 0.11426 | 0.11564 | 0.17922 | 0.18436 | 0.18855 | 0.19034 | 0.19602 | 0.20561 | 0.15811 | 0.15411 | 0.14321 | 0.13383 | 0.12824 | 0.1302 | 0.12467 | 0.077625 | 0.075182
0.07391 | 0.072487 | 0.071181 | 0.069322 | 0.069482 | 0.11188 | 0.114 | 0.11483 | 0.11595 | 0.17713 | 0.18087 | 0.18383 | 0.18531 | 0.18904 | 0.394 | 0.39697 | 0.40386 | 0.39551 | 0.38813 | 0.12341 | 0.12373 | 0.12094 | 0.075736 | 0.07483
0.073499 | 0.072588 | 0.069949 | 0.068197 | 0.068755 | 0.11147 | 0.11336 | 0.11423 | 0.11554 | 0.1764 | 0.17963 | 0.18207 | 0.18457 | 0.18724 | 0.19306 | 0.1352 | 0.14223 | 0.13457 | 0.12677 | 0.12109 | 0.12102 | 0.11967 | 0.074845 | 0.073628
0.072878 | 0.070801 | 0.069157 | 0.067564 | 0.067962 | 0.1105 | 0.11298 | 0.11344 | 0.11444 | 0.17601 | 0.17841 | 0.18178 | 0.18144 | 0.18215 | 0.18562 | 0.12923 | 0.13206 | 0.12738 | 0.12224 | 0.12076 | 0.12085 | 0.11781 | 0.074177 | 0.072486
0.072262 | 0.071686 | 0.068785 | 0.066952 | 0.06804 | 0.11123 | 0.11281 | 0.11354 | 0.11427 | 0.17572 | 0.17772 | 0.17976 | 0.18061 | 0.18099 | 0.18308 | 0.12571 | 0.13003 | 0.12682 | 0.12203 | 0.12023 | 0.12062 | 0.11748 | 0.074097 | 0.073159
0.073883 | 0.072649 | 0.070884 | 0.069332 | 0.069443 | 0.10948 | 0.11065 | 0.11188 | 0.11574 | 0.17614 | 0.17919 | 0.18344 | 0.18651 | 0.18716 | 0.19359 | 0.1354 | 0.14428 | 0.1406 | 0.13275 | 0.12768 | 0.126 | 0.1215 | 0.076086 | 0.07537
0.073003 | 0.072091 | 0.070476 | 0.067667 | 0.066372 | 0.10605 | 0.10682 | 0.10804 | 0.11263 | 0.17426 | 0.17644 | 0.17909 | 0.1838 | 0.18647 | 0.18894 | 0.13559 | 0.13979 | 0.13903 | 0.13128 | 0.12734 | 0.12864 | 0.12332 | 0.077389 | 0.075405
0.073289 | 0.072009 | 0.070223 | 0.069608 | 0.070124 | 0.11172 | 0.11341 | 0.11428 | 0.11544 | 0.1793 | 0.18273 | 0.18725 | 0.18817 | 0.19047 | 0.19084 | 0.13692 | 0.14251 | 0.13678 | 0.13005 | 0.12868 | 0.12828 | 0.12343 | 0.07649 | 0.074969
0.073857 | 0.072434 | 0.07081 | 0.070275 | 0.070613 | 0.11241 | 0.11364 | 0.11465 | 0.11521 | 0.17683 | 0.18108 | 0.18328 | 0.18443 | 0.18727 | 0.1901 | 0.1344 | 0.13663 | 0.1334 | 0.12544 | 0.12427 | 0.12343 | 0.12116 | 0.075217 | 0.073768
0.073377 | 0.071626 | 0.070055 | 0.0687 | 0.069807 | 0.11155 | 0.11288 | 0.11432 | 0.11483 | 0.17648 | 0.17984 | 0.18307 | 0.18255 | 0.18374 | 0.18752 | 0.13289 | 0.13571 | 0.1337 | 0.12328 | 0.12193 | 0.12308 | 0.12099 | 0.074988 | 0.073656
0.07355 | 0.072428 | 0.070445 | 0.06816 | 0.069719 | 0.11167 | 0.11453 | 0.11563 | 0.11708 | 0.17923 | 0.18373 | 0.18643 | 0.1896 | 0.19536 | 0.19449 | 0.13902 | 0.14389 | 0.14072 | 0.13187 | 0.12617 | 0.1266 | 0.12386 | 0.075962 | 0.074847
0.073193 | 0.070609 | 0.06735 | 0.065684 | 0.066089 | 0.10974 | 0.11324 | 0.11472 | 0.11527 | 0.17759 | 0.18272 | 0.34887 | 0.34936 | 0.35135 | 0.35764 | 0.36458 | 0.37292 | 0.36839 | 0.35221 | 0.12749 | 0.12929 | 0.12289 | 0.077166 | 0.075401
0.073867 | 0.072748 | 0.069722 | 0.065796 | 0.065688 | 0.10609 | 0.10683 | 0.11083 | 0.11436 | 0.17607 | 0.1784 | 0.18507 | 0.18634 | 0.31051 | 0.31323 | 0.32106 | 0.32806 | 0.32392 | 0.31096 | 0.30875 | 0.12725 | 0.12311 | 0.076268 | 0.07469
0.073923 | 0.072925 | 0.071039 | 0.066987 | 0.064428 | 0.10275 | 0.10242 | 0.10626 | 0.1139 | 0.17599 | 0.17703 | 0.18289 | 0.1882 | 0.18981 | 0.19591 | 0.14189 | 0.14844 | 0.14519 | 0.13552 | 0.1289 | 0.12921 | 0.12648 | 0.07791 | 0.075452
0.073696 | 0.071292 | 0.070406 | 0.068841 | 0.06909 | 0.11165 | 0.11341 | 0.11503 | 0.1176 | 0.18135 | 0.18655 | 0.19152 | 0.19496 | 0.20543 | 0.222 | 0.17881 | 0.19409 | 0.17784 | 0.1406 | 0.13336 | 0.13331 | 0.12921 | 0.080862 | 0.076917
0.074366 | 0.07312 | 0.071914 | 0.070716 | 0.070766 | 0.11296 | 0.11396 | 0.11473 | 0.11596 | 0.17807 | 0.18202 | 0.18358 | 0.18591 | 0.18948 | 0.19299 | 0.14062 | 0.13932 | 0.13268 | 0.12669 | 0.12376 | 0.1242 | 0.12203 | 0.076214 | 0.074623
0.073783 | 0.071479 | 0.069892 | 0.069379 | 0.069494 | 0.11247 | 0.11398 | 0.11516 | 0.11579 | 0.17752 | 0.18151 | 0.18324 | 0.18711 | 0.18816 | 0.19181 | 0.13271 | 0.133 | 0.12935 | 0.12557 | 0.1223 | 0.12256 | 0.12011 | 0.076017 | 0.074341
0.073699 | 0.072431 | 0.070222 | 0.068992 | 0.069265 | 0.11243 | 0.11399 | 0.11461 | 0.11587 | 0.1779 | 0.18135 | 0.18164 | 0.18256 | 0.18531 | 0.18616 | 0.12657 | 0.12487 | 0.1241 | 0.12149 | 0.12053 | 0.12042 | 0.11856 | 0.074949 | 0.074072
0.073582 | 0.072976 | 0.070866 | 0.069238 | 0.070117 | 0.11279 | 0.11392 | 0.11421 | 0.11526 | 0.17709 | 0.18076 | 0.35282 | 0.35389 | 0.35581 | 0.35966 | 0.36387 | 0.36511 | 0.36192 | 0.12275 | 0.12151 | 0.12088 | 0.11736 | 0.074163 | 0.073635
0.071395 | 0.069522 | 0.065777 | 0.062884 | 0.061005 | 0.10119 | 0.10124 | 0.10681 | 0.11203 | 0.17399 | 0.17485 | 0.17648 | 0.17782 | 0.18013 | 0.18092 | 0.1216 | 0.12475 | 0.12341 | 0.12081 | 0.11893 | 0.11862 | 0.11589 | 0.07385 | 0.072337
0.068931 | 0.064661 | 0.06356 | 0.060694 | 0.055247 | 0.093593 | 0.093845 | 0.098761 | 0.10898 | 0.17324 | 0.17435 | 0.17552 | 0.17776 | 0.43996 | 0.44296 | 0.44327 | 0.44981 | 0.4503 | 0.44369 | 0.122 | 0.12332 | 0.11811 | 0.074888 | 0.073854
0.072455 | 0.070526 | 0.068646 | 0.067379 | 0.068095 | 0.11074 | 0.11327 | 0.11439 | 0.11523 | 0.17811 | 0.18047 | 0.18464 | 0.18596 | 0.18834 | 0.1959 | 0.13884 | 0.14006 | 0.13461 | 0.12609 | 0.12281 | 0.12393 | 0.12058 | 0.075972 | 0.074138
0.07226 | 0.06947 | 0.066803 | 0.064011 | 0.066668 | 0.11038 | 0.11257 | 0.11382 | 0.11371 | 0.17555 | 0.17658 | 0.17855 | 0.18004 | 0.18137 | 0.18224 | 0.12425 | 0.12607 | 0.12309 | 0.11987 | 0.11802 | 0.12002 | 0.11649 | 0.073695 | 0.071949
0.073022 | 0.069527 | 0.06734 | 0.067111 | 0.067663 | 0.11195 | 0.11351 | 0.1141 | 0.11451 | 0.17545 | 0.17731 | 0.179 | 0.18023 | 0.18085 | 0.18386 | 0.1246 | 0.12729 | 0.12356 | 0.12035 | 0.11914 | 0.12036 | 0.11803 | 0.074103 | 0.073333
0.071498 | 0.069405 | 0.066333 | 0.064462 | 0.066204 | 0.11057 | 0.11285 | 0.11409 | 0.11483 | 0.17578 | 0.17788 | 0.1792 | 0.18168 | 0.34173 | 0.34344 | 0.34624 | 0.34948 | 0.34512 | 0.34083 | 0.11999 | 0.12066 | 0.11672 | 0.073776 | 0.072432
0.071251 | 0.068313 | 0.064679 | 0.0631 | 0.064729 | 0.10954 | 0.11224 | 0.11322 | 0.11397 | 0.17546 | 0.17723 | 0.17993 | 0.17979 | 0.18035 | 0.18646 | 0.13097 | 0.1341 | 0.12724 | 0.11994 | 0.11872 | 0.11958 | 0.11532 | 0.073816 | 0.072342
0.07182 | 0.070425 | 0.066209 | 0.062249 | 0.060601 | 0.10175 | 0.10213 | 0.10685 | 0.11235 | 0.17358 | 0.17552 | 0.17799 | 0.17934 | 0.18056 | 0.181 | 0.12674 | 0.13175 | 0.12769 | 0.12076 | 0.11997 | 0.12034 | 0.11711 | 0.074285 | 0.073319
0.070246 | 0.067901 | 0.064162 | 0.060813 | 0.058569 | 0.097271 | 0.096509 | 0.10221 | 0.11101 | 0.17325 | 0.17572 | 0.17749 | 0.17875 | 0.18072 | 0.18254 | 0.12731 | 0.13293 | 0.13265 | 0.12338 | 0.12175 | 0.12441 | 0.1176 | 0.075299 | 0.073313
0.072136 | 0.069055 | 0.067342 | 0.066116 | 0.067578 | 0.10978 | 0.11249 | 0.11358 | 0.11504 | 0.17704 | 0.17939 | 0.18364 | 0.18952 | 0.19445 | 0.19895 | 0.14733 | 0.15409 | 0.14408 | 0.13338 | 0.12828 | 0.12864 | 0.12076 | 0.075992 | 0.074003
0.072942 | 0.071742 | 0.069472 | 0.068644 | 0.068745 | 0.11174 | 0.11419 | 0.1146 | 0.11703 | 0.18135 | 0.18451 | 0.18995 | 0.19991 | 0.21021 | 0.22571 | 0.18506 | 0.20051 | 0.18263 | 0.14544 | 0.13635 | 0.13513 | 0.12562 | 0.080015 | 0.07567
0.073591 | 0.072978 | 0.071947 | 0.07156 | 0.071937 | 0.11321 | 0.11607 | 0.11562 | 0.11702 | 0.18071 | 0.18852 | 0.19228 | 0.19952 | 0.21773 | 0.23421 | 0.193 | 0.22135 | 0.19304 | 0.15211 | 0.13596 | 0.1494 | 0.12711 | 0.081493 | 0.075517
0.074611 | 0.073634 | 0.072465 | 0.071744 | 0.071909 | 0.1136 | 0.11624 | 0.11586 | 0.1175 | 0.18002 | 0.18495 | 0.19279 | 0.19719 | 0.20827 | 0.21662 | 0.17011 | 0.18425 | 0.16494 | 0.14195 | 0.13456 | 0.13403 | 0.12759 | 0.078841 | 0.075142
0.074363 | 0.073826 | 0.073009 | 0.072105 | 0.072182 | 0.11389 | 0.11707 | 0.11637 | 0.11806 | 0.18005 | 0.18357 | 0.18685 | 0.18986 | 0.19344 | 0.19843 | 0.14163 | 0.1431 | 0.13119 | 0.12577 | 0.12642 | 0.12453 | 0.11902 | 0.074935 | 0.07319
0.073072 | 0.071842 | 0.070522 | 0.06798 | 0.067798 | 0.10828 | 0.1101 | 0.11134 | 0.11351 | 0.1749 | 0.17664 | 0.17837 | 0.18191 | 0.18436 | 0.18685 | 0.13247 | 0.13441 | 0.12806 | 0.122 | 0.12169 | 0.12004 | 0.11698 | 0.073531 | 0.072768
0.071247 | 0.067935 | 0.066362 | 0.062822 | 0.061971 | 0.10088 | 0.10137 | 0.10095 | 0.10968 | 0.17297 | 0.17438 | 0.17623 | 0.17839 | 0.18275 | 0.1853 | 0.12919 | 0.13421 | 0.13229 | 0.12458 | 0.12161 | 0.12068 | 0.11651 | 0.0735 | 0.07246
0.069648 | 0.067973 | 0.065307 | 0.062497 | 0.059993 | 0.10017 | 0.10104 | 0.10382 | 0.11102 | 0.17411 | 0.17626 | 0.17866 | 0.18383 | 0.18569 | 0.18855 | 0.13519 | 0.14175 | 0.13598 | 0.12698 | 0.12727 | 0.12672 | 0.11794 | 0.075406 | 0.073127
0.072539 | 0.070629 | 0.069861 | 0.068462 | 0.06851 | 0.11127 | 0.11524 | 0.1158 | 0.11681 | 0.1802 | 0.18474 | 0.19174 | 0.19904 | 0.21358 | 0.23019 | 0.18804 | 0.19929 | 0.18633 | 0.15146 | 0.13834 | 0.13351 | 0.12588 | 0.08001 | 0.074769
0.074096 | 0.073618 | 0.072567 | 0.071992 | 0.072215 | 0.11375 | 0.1166 | 0.11661 | 0.11784 | 0.18193 | 0.18589 | 0.19018 | 0.19254 | 0.19897 | 0.20881 | 0.15551 | 0.16332 | 0.14467 | 0.13233 | 0.12981 | 0.1304 | 0.12376 | 0.078072 | 0.075705
0.073384 | 0.072565 | 0.071845 | 0.071372 | 0.071586 | 0.11318 | 0.11693 | 0.11518 | 0.11622 | 0.17801 | 0.18098 | 0.18281 | 0.18331 | 0.18625 | 0.18652 | 0.12608 | 0.12545 | 0.12255 | 0.11971 | 0.12068 | 0.12009 | 0.11599 | 0.074008 | 0.072085
0.069748 | 0.068977 | 0.068036 | 0.066881 | 0.06813 | 0.11078 | 0.1147 | 0.11438 | 0.1155 | 0.17631 | 0.17914 | 0.18097 | 0.18351 | 0.18689 | 0.1892 | 0.13194 | 0.1336 | 0.1289 | 0.12235 | 0.12249 | 0.12215 | 0.11713 | 0.074291 | 0.073079
0.069491 | 0.067211 | 0.065162 | 0.062005 | 0.060661 | 0.10147 | 0.10268 | 0.10646 | 0.11363 | 0.17552 | 0.17697 | 0.17738 | 0.17829 | 0.17902 | 0.17935 | 0.12021 | 0.11997 | 0.11899 | 0.11704 | 0.11832 | 0.11839 | 0.11481 | 0.072719 | 0.06696
0.064674 | 0.063893 | 0.062065 | 0.060604 | 0.058704 | 0.098687 | 0.098598 | 0.10163 | 0.10847 | 0.17214 | 0.17283 | 0.1735 | 0.17398 | 0.17432 | 0.17432 | 0.11452 | 0.11466 | 0.11475 | 0.11452 | 0.11738 | 0.11692 | 0.11398 | 0.071817 | 0.065169
0.063606 | 0.062262 | 0.061357 | 0.059914 | 0.06185 | 0.10739 | 0.11332 | 0.11354 | 0.1144 | 0.17508 | 0.17617 | 0.1775 | 0.17842 | 0.17903 | 0.17912 | 0.1194 | 0.11965 | 0.11916 | 0.11783 | 0.11977 | 0.11944 | 0.11466 | 0.072768 | 0.068341
0.066034 | 0.066395 | 0.063609 | 0.063126 | 0.065593 | 0.11102 | 0.11574 | 0.11332 | 0.11464 | 0.17549 | 0.17715 | 0.17904 | 0.17997 | 0.18152 | 0.18256 | 0.12617 | 0.12873 | 0.12235 | 0.11985 | 0.12092 | 0.12144 | 0.11635 | 0.073666 | 0.070933
0.068048 | 0.066064 | 0.062768 | 0.061464 | 0.062855 | 0.11047 | 0.11851 | 0.11552 | 0.11581 | 0.17957 | 0.18221 | 0.18258 | 0.18511 | 0.18927 | 0.19477 | 0.1404 | 0.14874 | 0.13609 | 0.12609 | 0.13057 | 0.12743 | 0.11961 | 0.074672 | 0.071933
0.071077 | 0.069633 | 0.068235 | 0.065951 | 0.068103 | 0.11255 | 0.1145 | 0.11456 | 0.11598 | 0.17795 | 0.1808 | 0.18404 | 0.18573 | 0.18996 | 0.19682 | 0.14144 | 0.14781 | 0.13716 | 0.12633 | 0.13045 | 0.12577 | 0.12103 | 0.076081 | 0.073286
0.071695 | 0.070178 | 0.067568 | 0.066151 | 0.067124 | 0.11224 | 0.11559 | 0.11558 | 0.11766 | 0.18131 | 0.18423 | 0.1853 | 0.18884 | 0.19786 | 0.20376 | 0.15167 | 0.1501 | 0.13743 | 0.12679 | 0.13088 | 0.12699 | 0.12118 | 0.076529 | 0.073058
0.073095 | 0.07163 | 0.069589 | 0.067858 | 0.066683 | 0.10932 | 0.11105 | 0.11215 | 0.11412 | 0.1766 | 0.1782 | 0.18132 | 0.1831 | 0.18436 | 0.18509 | 0.12781 | 0.12964 | 0.12448 | 0.12124 | 0.12259 | 0.12147 | 0.1172 | 0.074498 | 0.072959
0.070252 | 0.068819 | 0.068351 | 0.065795 | 0.064236 | 0.1055 | 0.10776 | 0.10785 | 0.11121 | 0.17287 | 0.1737 | 0.17421 | 0.17537 | 0.1758 | 0.17627 | 0.11641 | 0.11663 | 0.11677 | 0.11583 | 0.11963 | 0.1192 | 0.11455 | 0.072775 | 0.070127
0.06906 | 0.068175 | 0.065295 | 0.065002 | 0.067251 | 0.11091 | 0.1169 | 0.11467 | 0.11551 | 0.17728 | 0.17874 | 0.17885 | 0.17871 | 0.17871 | 0.17898 | 0.11883 | 0.11878 | 0.11894 | 0.11743 | 0.12143 | 0.11934 | 0.11534 | 0.072842 | 0.069765
0.070165 | 0.069364 | 0.066813 | 0.065604 | 0.068132 | 0.1139 | 0.12014 | 0.11699 | 0.11669 | 0.17922 | 0.18104 | 0.18261 | 0.18447 | 0.18472 | 0.18501 | 0.12609 | 0.12898 | 0.12539 | 0.12211 | 0.13069 | 0.12741 | 0.11768 | 0.074432 | 0.07294
0.069906 | 0.06814 | 0.064767 | 0.064077 | 0.06678 | 0.11261 | 0.11783 | 0.11537 | 0.1154 | 0.17731 | 0.17878 | 0.18039 | 0.18216 | 0.18408 | 0.18542 | 0.12869 | 0.13193 | 0.12508 | 0.12104 | 0.12867 | 0.12519 | 0.11698 | 0.074148 | 0.071867
0.068259 | 0.065861 | 0.06308 | 0.062488 | 0.064101 | 0.11182 | 0.11553 | 0.11438 | 0.1146 | 0.17644 | 0.17727 | 0.18004 | 0.18132 | 0.18201 | 0.18268 | 0.12616 | 0.1314 | 0.12367 | 0.12101 | 0.12771 | 0.12294 | 0.11659 | 0.073448 | 0.071097
0.068969 | 0.068384 | 0.065325 | 0.064783 | 0.066272 | 0.11194 | 0.11773 | 0.11513 | 0.11598 | 0.17772 | 0.1791 | 0.17978 | 0.1803 | 0.18047 | 0.1804 | 0.1207 | 0.12072 | 0.11976 | 0.11729 | 0.1209 | 0.11948 | 0.1152 | 0.073422 | 0.069462
0.071806 | 0.070451 | 0.068573 | 0.067158 | 0.067129 | 0.10946 | 0.11151 | 0.11218 | 0.11374 | 0.17583 | 0.17794 | 0.17983 | 0.18054 | 0.17847 | 0.17874 | 0.11808 | 0.11796 | 0.11782 | 0.11729 | 0.12244 | 0.12134 | 0.11514 | 0.073166 | 0.0705
0.069667 | 0.068322 | 0.067259 | 0.062606 | 0.062371 | 0.10685 | 0.10871 | 0.10908 | 0.11265 | 0.17437 | 0.17459 | 0.17514 | 0.17573 | 0.17622 | 0.17705 | 0.11751 | 0.1183 | 0.11932 | 0.11935 | 0.12872 | 0.12289 | 0.11673 | 0.073865 | 0.072481
0.070334 | 0.0694 | 0.067045 | 0.066166 | 0.06839 | 0.1121 | 0.12097 | 0.11622 | 0.11766 | 0.18036 | 0.18053 | 0.18298 | 0.18538 | 0.18683 | 0.18983 | 0.13014 | 0.13143 | 0.12612 | 0.12366 | 0.13814 | 0.12975 | 0.12081 | 0.075625 | 0.073444
0.073613 | 0.072266 | 0.070913 | 0.070273 | 0.071512 | 0.11396 | 0.12142 | 0.12056 | 0.12215 | 0.18504 | 0.19223 | 0.19289 | 0.19516 | 0.19925 | 0.19926 | 0.13846 | 0.13594 | 0.12971 | 0.12504 | 0.14256 | 0.13314 | 0.12158 | 0.075878 | 0.073528
0.073723 | 0.072399 | 0.071245 | 0.069973 | 0.071689 | 0.114 | 0.12363 | 0.12538 | 0.12751 | 0.18902 | 0.19326 | 0.1929 | 0.19224 | 0.19265 | 0.19101 | 0.12987 | 0.12863 | 0.12399 | 0.12287 | 0.13849 | 0.12868 | 0.11755 | 0.074429 | 0.071593
0.072128 | 0.070264 | 0.069293 | 0.068457 | 0.070317 | 0.11446 | 0.12418 | 0.12478 | 0.12369 | 0.18484 | 0.18485 | 0.18509 | 0.18507 | 0.18517 | 0.18445 | 0.1233 | 0.12306 | 0.12235 | 0.12529 | 0.13897 | 0.12469 | 0.11829 | 0.07473 | 0.072896
0.070625 | 0.068464 | 0.0664 | 0.065672 | 0.067194 | 0.11155 | 0.11809 | 0.11873 | 0.11803 | 0.17964 | 0.17971 | 0.18035 | 0.18014 | 0.18028 | 0.17959 | 0.11905 | 0.11821 | 0.11781 | 0.11968 | 0.12088 | 0.11918 | 0.11563 | 0.073703 | 0.071189
0.071038 | 0.068605 | 0.066325 | 0.064941 | 0.064631 | 0.10607 | 0.11131 | 0.11307 | 0.1148 | 0.17728 | 0.17769 | 0.17803 | 0.17709 | 0.17577 | 0.17515 | 0.11497 | 0.11495 | 0.11545 | 0.11716 | 0.1206 | 0.11678 | 0.11471 | 0.072227 | 0.070528
0.067356 | 0.065573 | 0.062619 | 0.060623 | 0.060704 | 0.10191 | 0.10484 | 0.10697 | 0.1113 | 0.17323 | 0.17349 | 0.17407 | 0.17402 | 0.1734 | 0.1732 | 0.11331 | 0.11396 | 0.11433 | 0.11833 | 0.12656 | 0.11765 | 0.11529 | 0.073203 | 0.071344
0.071058 | 0.070949 | 0.069187 | 0.068646 | 0.071082 | 0.1146 | 0.13303 | 0.12938 | 0.12233 | 0.1841 | 0.18621 | 0.18544 | 0.18567 | 0.18604 | 0.18487 | 0.12317 | 0.12424 | 0.12363 | 0.12844 | 0.14443 | 0.12726 | 0.11901 | 0.074703 | 0.073128
0.071856 | 0.069956 | 0.06959 | 0.069574 | 0.070458 | 0.11327 | 0.13412 | 0.12396 | 0.11995 | 0.18322 | 0.18495 | 0.18632 | 0.18689 | 0.18741 | 0.18586 | 0.12406 | 0.12355 | 0.12213 | 0.12785 | 0.14909 | 0.1257 | 0.11982 | 0.074725 | 0.073296
0.072206 | 0.071342 | 0.070525 | 0.070273 | 0.071705 | 0.11347 | 0.12301 | 0.11894 | 0.11773 | 0.17898 | 0.18081 | 0.18196 | 0.18373 | 0.18362 | 0.18179 | 0.12232 | 0.1227 | 0.12111 | 0.12601 | 0.14358 | 0.12362 | 0.11804 | 0.074619 | 0.073112
0.0717 | 0.070354 | 0.069082 | 0.0687 | 0.070652 | 0.1133 | 0.12578 | 0.12289 | 0.12045 | 0.18234 | 0.18555 | 0.18599 | 0.18623 | 0.18666 | 0.18617 | 0.12627 | 0.1253 | 0.12198 | 0.1275 | 0.1456 | 0.12557 | 0.1182 | 0.074473 | 0.07265
0.071729 | 0.07021 | 0.06852 | 0.06834 | 0.070068 | 0.11326 | 0.12189 | 0.12181 | 0.12164 | 0.18365 | 0.1874 | 0.18749 | 0.18876 | 0.18972 | 0.18928 | 0.12758 | 0.12561 | 0.12214 | 0.12487 | 0.13147 | 0.12382 | 0.11861 | 0.074674 | 0.073327
0.073419 | 0.072267 | 0.071522 | 0.071218 | 0.071481 | 0.11261 | 0.11402 | 0.11514 | 0.11891 | 0.18456 | 0.18478 | 0.18159 | 0.1802 | 0.17904 | 0.17784 | 0.11774 | 0.11806 | 0.1179 | 0.12153 | 0.13469 | 0.12088 | 0.11738 | 0.074799 | 0.072223
0.070448 | 0.070152 | 0.068458 | 0.066848 | 0.066908 | 0.10831 | 0.10971 | 0.11156 | 0.11363 | 0.1747 | 0.17506 | 0.17525 | 0.17526 | 0.17521 | 0.17537 | 0.11525 | 0.11574 | 0.11627 | 0.12097 | 0.13666 | 0.11934 | 0.11683 | 0.073625 | 0.071689
0.068639 | 0.066756 | 0.065423 | 0.065618 | 0.06771 | 0.1113 | 0.12234 | 0.11955 | 0.11756 | 0.17914 | 0.18177 | 0.18109 | 0.18395 | 0.18541 | 0.18598 | 0.12535 | 0.12427 | 0.12054 | 0.12801 | 0.14733 | 0.1225 | 0.11752 | 0.073629 | 0.071563
0.068908 | 0.067375 | 0.065938 | 0.065624 | 0.068646 | 0.11353 | 0.1249 | 0.12222 | 0.11899 | 0.18219 | 0.18235 | 0.18261 | 0.18373 | 0.18455 | 0.18453 | 0.12309 | 0.12265 | 0.12101 | 0.12714 | 0.1451 | 0.12398 | 0.11888 | 0.073999 | 0.072474
0.071729 | 0.070489 | 0.069498 | 0.068899 | 0.070684 | 0.11377 | 0.12374 | 0.1259 | 0.12424 | 0.18455 | 0.18465 | 0.18419 | 0.18421 | 0.1848 | 0.18402 | 0.12147 | 0.12102 | 0.11962 | 0.1282 | 0.14429 | 0.12507 | 0.11915 | 0.074735 | 0.073264
0.072821 | 0.07228 | 0.071753 | 0.071432 | 0.072449 | 0.11578 | 0.13423 | 0.13338 | 0.12658 | 0.18728 | 0.18814 | 0.18758 | 0.1865 | 0.18697 | 0.1856 | 0.12273 | 0.12239 | 0.12075 | 0.12846 | 0.14542 | 0.12703 | 0.12122 | 0.075973 | 0.074144
0.072439 | 0.071077 | 0.070644 | 0.070657 | 0.071657 | 0.11446 | 0.12363 | 0.1294 | 0.12397 | 0.18431 | 0.18671 | 0.18414 | 0.18401 | 0.18402 | 0.1828 | 0.12033 | 0.1192 | 0.11875 | 0.12487 | 0.13682 | 0.12509 | 0.12039 | 0.076867 | 0.073774
0.075733 | 0.074036 | 0.073794 | 0.073418 | 0.073616 | 0.1149 | 0.11854 | 0.12077 | 0.12374 | 0.19034 | 0.19091 | 0.18566 | 0.18339 | 0.18031 | 0.17966 | 0.11923 | 0.11948 | 0.12075 | 0.13326 | 0.14503 | 0.13191 | 0.12714 | 0.080631 | 0.077234
0.076903 | 0.075541 | 0.074778 | 0.074323 | 0.074879 | 0.11649 | 0.12011 | 0.12235 | 0.12467 | 0.1857 | 0.1838 | 0.17965 | 0.17874 | 0.17744 | 0.17678 | 0.11673 | 0.11742 | 0.11937 | 0.13486 | 0.15131 | 0.13299 | 0.1274 | 0.081758 | 0.077867
0.077383 | 0.076473 | 0.076252 | 0.076166 | 0.07819 | 0.12733 | 0.15797 | 0.1802 | 0.14657 | 0.19464 | 0.19143 | 0.18809 | 0.18569 | 0.18457 | 0.18305 | 0.12116 | 0.12103 | 0.12402 | 0.13562 | 0.14955 | 0.13017 | 0.12462 | 0.078313 | 0.075664
0.075766 | 0.07408 | 0.074234 | 0.07409 | 0.075413 | 0.12137 | 0.13811 | 0.14989 | 0.13319 | 0.18711 | 0.18868 | 0.1851 | 0.1844 | 0.18351 | 0.18396 | 0.12273 | 0.12258 | 0.12202 | 0.13506 | 0.14715 | 0.13053 | 0.12148 | 0.077124 | 0.07527
0.07414 | 0.073491 | 0.072782 | 0.072609 | 0.074175 | 0.1176 | 0.13245 | 0.13613 | 0.12706 | 0.18736 | 0.186 | 0.18653 | 0.18628 | 0.18625 | 0.18507 | 0.12333 | 0.12311 | 0.12217 | 0.13548 | 0.14571 | 0.12888 | 0.12229 | 0.076082 | 0.074329
0.073279 | 0.073153 | 0.07272 | 0.072381 | 0.073519 | 0.11736 | 0.1314 | 0.13499 | 0.12733 | 0.18713 | 0.18566 | 0.18843 | 0.19091 | 0.19292 | 0.19211 | 0.12917 | 0.13037 | 0.12684 | 0.14033 | 0.15018 | 0.1318 | 0.12573 | 0.078872 | 0.075772
0.073865 | 0.07336 | 0.072873 | 0.072117 | 0.073115 | 0.11653 | 0.13305 | 0.13196 | 0.12624 | 0.18815 | 0.18876 | 0.18811 | 0.18541 | 0.18523 | 0.18378 | 0.1213 | 0.12123 | 0.12168 | 0.12938 | 0.13146 | 0.12395 | 0.11921 | 0.075875 | 0.074374
0.073219 | 0.072194 | 0.071559 | 0.071127 | 0.071667 | 0.11272 | 0.11427 | 0.11625 | 0.11867 | 0.1815 | 0.18046 | 0.17949 | 0.1787 | 0.17821 | 0.17728 | 0.11675 | 0.11688 | 0.11797 | 0.12499 | 0.12329 | 0.11915 | 0.11799 | 0.075046 | 0.073678
0.070836 | 0.069104 | 0.067647 | 0.066392 | 0.066458 | 0.1079 | 0.11033 | 0.11226 | 0.11501 | 0.17569 | 0.17598 | 0.17612 | 0.17604 | 0.1757 | 0.17546 | 0.11527 | 0.11548 | 0.11628 | 0.12733 | 0.12903 | 0.1184 | 0.11713 | 0.074637 | 0.073338
0.071021 | 0.070812 | 0.070371 | 0.070172 | 0.071694 | 0.11532 | 0.13069 | 0.13408 | 0.1285 | 0.18419 | 0.18414 | 0.18119 | 0.18088 | 0.18096 | 0.17968 | 0.11863 | 0.11887 | 0.12068 | 0.13532 | 0.13746 | 0.12116 | 0.11874 | 0.075917 | 0.07376
0.071659 | 0.071412 | 0.071067 | 0.071004 | 0.071949 | 0.1153 | 0.12881 | 0.13043 | 0.12497 | 0.18475 | 0.18499 | 0.18482 | 0.18211 | 0.18035 | 0.179 | 0.11836 | 0.11857 | 0.11891 | 0.13124 | 0.1305 | 0.11888 | 0.11739 | 0.075442 | 0.072656
0.070653 | 0.070187 | 0.069674 | 0.069081 | 0.070181 | 0.11293 | 0.12373 | 0.12226 | 0.11962 | 0.1814 | 0.18185 | 0.18225 | 0.18229 | 0.18159 | 0.18134 | 0.12068 | 0.12085 | 0.12241 | 0.13411 | 0.12967 | 0.12102 | 0.117 | 0.074512 | 0.072148
0.071246 | 0.070164 | 0.070008 | 0.069207 | 0.07052 | 0.11358 | 0.12627 | 0.12623 | 0.12327 | 0.18344 | 0.18302 | 0.18219 | 0.18165 | 0.18159 | 0.17971 | 0.11835 | 0.11863 | 0.11926 | 0.1326 | 0.1338 | 0.12378 | 0.11923 | 0.07525 | 0.073412
0.071703 | 0.071156 | 0.071336 | 0.071288 | 0.072417 | 0.11496 | 0.1256 | 0.12827 | 0.12253 | 0.1829 | 0.18348 | 0.18173 | 0.18004 | 0.17939 | 0.17841 | 0.1173 | 0.11739 | 0.11778 | 0.1219 | 0.12293 | 0.1214 | 0.11798 | 0.075346 | 0.073543
0.073424 | 0.072948 | 0.072943 | 0.072824 | 0.072872 | 0.11347 | 0.11568 | 0.12117 | 0.1238 | 0.19115 | 0.18609 | 0.18243 | 0.17823 | 0.17615 | 0.17518 | 0.11471 | 0.11496 | 0.11629 | 0.11972 | 0.12131 | 0.11839 | 0.11673 | 0.074057 | 0.072088
0.070574 | 0.069892 | 0.06939 | 0.066054 | 0.065216 | 0.10547 | 0.10893 | 0.11027 | 0.11232 | 0.17333 | 0.17437 | 0.17432 | 0.17429 | 0.17402 | 0.17362 | 0.11312 | 0.11334 | 0.11446 | 0.13066 | 0.12093 | 0.11803 | 0.11662 | 0.074275 | 0.072485
0.069335 | 0.067927 | 0.06746 | 0.067182 | 0.070708 | 0.11399 | 0.12213 | 0.1205 | 0.11987 | 0.17935 | 0.18046 | 0.17939 | 0.179 | 0.17877 | 0.1771 | 0.11672 | 0.11752 | 0.14049 | 0.13145 | 0.12095 | 0.11825 | 0.11655 | 0.074094 | 0.071517
0.071692 | 0.070934 | 0.069902 | 0.069968 | 0.071959 | 0.1149 | 0.12315 | 0.12277 | 0.12267 | 0.18335 | 0.18344 | 0.18366 | 0.18213 | 0.18316 | 0.17966 | 0.11903 | 0.1203 | 0.14105 | 0.13521 | 0.12437 | 0.12298 | 0.11734 | 0.074541 | 0.07184
0.071212 | 0.070326 | 0.06942 | 0.06891 | 0.070648 | 0.11429 | 0.12111 | 0.12224 | 0.12205 | 0.18224 | 0.18255 | 0.18285 | 0.18353 | 0.18375 | 0.18317 | 0.11946 | 0.12068 | 0.14467 | 0.13125 | 0.12349 | 0.1224 | 0.11814 | 0.074692 | 0.071494
0.071221 | 0.069594 | 0.068734 | 0.06783 | 0.070345 | 0.1141 | 0.11974 | 0.1226 | 0.12142 | 0.18387 | 0.18527 | 0.18649 | 0.18494 | 0.18539 | 0.18449 | 0.12249 | 0.12209 | 0.14545 | 0.13692 | 0.12596 | 0.12383 | 0.11711 | 0.074439 | 0.071714
0.070057 | 0.068562 | 0.066734 | 0.065713 | 0.067978 | 0.11309 | 0.11918 | 0.12158 | 0.12306 | 0.18581 | 0.18665 | 0.18781 | 0.18682 | 0.18624 | 0.18591 | 0.12451 | 0.12507 | 0.14305 | 0.13595 | 0.12566 | 0.1237 | 0.1177 | 0.075346 | 0.071933
0.071935 | 0.071126 | 0.070264 | 0.069273 | 0.070264 | 0.11099 | 0.11125 | 0.11378 | 0.11653 | 0.17935 | 0.17996 | 0.1784 | 0.17634 | 0.17554 | 0.17467 | 0.11432 | 0.11498 | 0.12291 | 0.12319 | 0.11912 | 0.11831 | 0.11616 | 0.073373 | 0.071314
0.071456 | 0.070706 | 0.070425 | 0.070151 | 0.070856 | 0.1122 | 0.11288 | 0.11428 | 0.11832 | 0.17852 | 0.17692 | 0.17563 | 0.17493 | 0.17427 | 0.17364 | 0.11356 | 0.11483 | 0.12937 | 0.12822 | 0.12268 | 0.1215 | 0.11853 | 0.07468 | 0.072959
0.073982 | 0.073593 | 0.073946 | 0.074292 | 0.075131 | 0.11996 | 0.13356 | 0.13351 | 0.12885 | 0.18903 | 0.18853 | 0.1864 | 0.18479 | 0.1831 | 0.18539 | 0.12172 | 0.12435 | 0.144 | 0.13777 | 0.12861 | 0.12593 | 0.12639 | 0.076759 | 0.074768
0.072404 | 0.071554 | 0.071016 | 0.070874 | 0.072236 | 0.11523 | 0.12421 | 0.12546 | 0.12504 | 0.18509 | 0.18608 | 0.18455 | 0.18389 | 0.18258 | 0.18073 | 0.11977 | 0.12231 | 0.14031 | 0.1318 | 0.1255 | 0.12325 | 0.11909 | 0.075413 | 0.072695
0.072384 | 0.071084 | 0.070255 | 0.069797 | 0.072031 | 0.11526 | 0.12627 | 0.12838 | 0.12873 | 0.18757 | 0.18755 | 0.18587 | 0.18452 | 0.18105 | 0.18 | 0.1191 | 0.11997 | 0.13216 | 0.12767 | 0.12306 | 0.12186 | 0.12031 | 0.074559 | 0.070852
0.071165 | 0.070494 | 0.06893 | 0.068473 | 0.071095 | 0.11422 | 0.12146 | 0.12285 | 0.12284 | 0.18286 | 0.18223 | 0.18286 | 0.18211 | 0.18023 | 0.17903 | 0.11851 | 0.1194 | 0.13124 | 0.12608 | 0.12042 | 0.12037 | 0.11798 | 0.074349 | 0.070574
0.068203 | 0.067889 | 0.067694 | 0.066961 | 0.069292 | 0.11141 | 0.12032 | 0.11904 | 0.11769 | 0.17755 | 0.17768 | 0.17705 | 0.17561 | 0.17472 | 0.17436 | 0.11409 | 0.11457 | 0.12413 | 0.1199 | 0.11732 | 0.1178 | 0.11543 | 0.073704 | 0.07126
0.072012 | 0.071617 | 0.071412 | 0.071385 | 0.071824 | 0.11252 | 0.11457 | 0.11714 | 0.11852 | 0.17845 | 0.17872 | 0.17706 | 0.17522 | 0.17451 | 0.17366 | 0.11337 | 0.11489 | 0.12329 | 0.12124 | 0.1189 | 0.11864 | 0.11566 | 0.073666 | 0.072473
0.072051 | 0.071127 | 0.070753 | 0.070829 | 0.071312 | 0.11209 | 0.11439 | 0.11399 | 0.11555 | 0.17413 | 0.17294 | 0.1723 | 0.1716 | 0.17155 | 0.17115 | 0.11135 | 0.11232 | 0.12619 | 0.11716 | 0.11535 | 0.11532 | 0.11293 | 0.071315 | 0.070062
0.068142 | 0.066777 | 0.066241 | 0.066723 | 0.07009 | 0.11267 | 0.12624 | 0.12204 | 0.12013 | 0.17987 | 0.17959 | 0.1774 | 0.17614 | 0.17563 | 0.17445 | 0.11411 | 0.11513 | 0.13256 | 0.12173 | 0.11897 | 0.11849 | 0.11446 | 0.072047 | 0.070507
0.070809 | 0.070081 | 0.069482 | 0.068855 | 0.07044 | 0.11263 | 0.11967 | 0.11963 | 0.11896 | 0.17819 | 0.17754 | 0.17725 | 0.17605 | 0.17534 | 0.17466 | 0.11433 | 0.11541 | 0.12485 | 0.12001 | 0.11858 | 0.11798 | 0.1143 | 0.07201 | 0.070153
0.067687 | 0.066619 | 0.065162 | 0.064704 | 0.066944 | 0.1099 | 0.11829 | 0.11602 | 0.11597 | 0.17622 | 0.17629 | 0.17672 | 0.17618 | 0.17592 | 0.17477 | 0.11427 | 0.115 | 0.12252 | 0.11783 | 0.11697 | 0.11669 | 0.11382 | 0.071131 | 0.067241
0.067317 | 0.065898 | 0.06503 | 0.064948 | 0.066769 | 0.11141 | 0.11885 | 0.11905 | 0.11869 | 0.18038 | 0.18056 | 0.18041 | 0.17929 | 0.17888 | 0.17719 | 0.11666 | 0.11851 | 0.13069 | 0.12296 | 0.1215 | 0.12112 | 0.11802 | 0.072984 | 0.071732
0.07118 | 0.070079 | 0.068773 | 0.069092 | 0.071287 | 0.11641 | 0.12971 | 0.12927 | 0.12811 | 0.18737 | 0.18552 | 0.18276 | 0.18035 | 0.17958 | 0.17818 | 0.11787 | 0.12212 | 0.13718 | 0.13216 | 0.13089 | 0.12898 | 0.12422 | 0.08054 | 0.076275
0.073954 | 0.073396 | 0.072885 | 0.072671 | 0.072905 | 0.11393 | 0.11603 | 0.11794 | 0.12 | 0.18036 | 0.17972 | 0.17753 | 0.17595 | 0.17497 | 0.17399 | 0.11397 | 0.11499 | 0.12566 | 0.12266 | 0.12093 | 0.12084 | 0.11609 | 0.073695 | 0.07239
0.069814 | 0.068424 | 0.06738 | 0.067461 | 0.069178 | 0.111 | 0.11251 | 0.11302 | 0.11448 | 0.17597 | 0.17595 | 0.17561 | 0.17478 | 0.17482 | 0.17429 | 0.1141 | 0.11596 | 0.13313 | 0.12513 | 0.12472 | 0.12262 | 0.11807 | 0.074996 | 0.073709
0.072363 | 0.070633 | 0.072066 | 0.072398 | 0.073383 | 0.11603 | 0.12893 | 0.13826 | 0.12936 | 0.18605 | 0.18223 | 0.18115 | 0.17856 | 0.17726 | 0.17589 | 0.11503 | 0.11745 | 0.13371 | 0.12991 | 0.1275 | 0.12565 | 0.12056 | 0.076367 | 0.073671
0.074803 | 0.074574 | 0.074296 | 0.074346 | 0.075263 | 0.12249 | 0.14214 | 0.15196 | 0.12856 | 0.18503 | 0.18231 | 0.18129 | 0.17894 | 0.17756 | 0.17654 | 0.11618 | 0.11686 | 0.13476 | 0.12682 | 0.12514 | 0.12399 | 0.12022 | 0.076214 | 0.074223
0.071566 | 0.07153 | 0.07127 | 0.07119 | 0.071986 | 0.11598 | 0.12503 | 0.13079 | 0.12019 | 0.17896 | 0.17748 | 0.17603 | 0.17478 | 0.17393 | 0.17321 | 0.11297 | 0.11383 | 0.12 | 0.11826 | 0.11682 | 0.11578 | 0.11351 | 0.071081 | 0.069899
0.068169 | 0.065819 | 0.065586 | 0.065079 | 0.065337 | 0.10712 | 0.10984 | 0.11154 | 0.11276 | 0.1739 | 0.17404 | 0.17298 | 0.17122 | 0.16932 | 0.16687 | 0.10624 | 0.10794 | 0.11301 | 0.11207 | 0.11169 | 0.1114 | 0.11047 | 0.068131 | 0.064664
0.063935 | 0.062214 | 0.060855 | 0.06063 | 0.062988 | 0.10529 | 0.10964 | 0.1126 | 0.11273 | 0.17343 | 0.17336 | 0.17301 | 0.17197 | 0.17131 | 0.17058 | 0.11057 | 0.11256 | 0.11567 | 0.11557 | 0.11537 | 0.11499 | 0.11367 | 0.071275 | 0.067799
0.065212 | 0.064373 | 0.063911 | 0.063303 | 0.063911 | 0.10473 | 0.10783 | 0.11009 | 0.11198 | 0.1732 | 0.17372 | 0.17332 | 0.17273 | 0.17143 | 0.17089 | 0.11093 | 0.11224 | 0.11474 | 0.11466 | 0.11479 | 0.11449 | 0.11322 | 0.070825 | 0.067372
0.065157 | 0.064089 | 0.063148 | 0.063148 | 0.063528 | 0.10423 | 0.10619 | 0.10887 | 0.11145 | 0.17255 | 0.17339 | 0.17294 | 0.17244 | 0.17177 | 0.17118 | 0.11163 | 0.11332 | 0.11891 | 0.1157 | 0.11565 | 0.1155 | 0.11426 | 0.071755 | 0.069314
0.069275 | 0.068917 | 0.068259 | 0.068639 | 0.069981 | 0.11362 | 0.12034 | 0.12153 | 0.11931 | 0.17905 | 0.17939 | 0.17844 | 0.1772 | 0.17694 | 0.1763 | 0.11579 | 0.11819 | 0.12974 | 0.12192 | 0.12073 | 0.11984 | 0.11664 | 0.072924 | 0.070617
0.069225 | 0.068025 | 0.065998 | 0.066016 | 0.067575 | 0.11163 | 0.11524 | 0.11634 | 0.11681 | 0.17657 | 0.1768 | 0.17718 | 0.17645 | 0.17589 | 0.17529 | 0.11461 | 0.11559 | 0.12042 | 0.11703 | 0.11715 | 0.11737 | 0.11585 | 0.073045 | 0.068181
0.068759 | 0.068003 | 0.066892 | 0.066886 | 0.067945 | 0.11121 | 0.11826 | 0.11909 | 0.11855 | 0.17822 | 0.1786 | 0.17865 | 0.17785 | 0.17695 | 0.17611 | 0.11564 | 0.11681 | 0.12325 | 0.11877 | 0.11858 | 0.11844 | 0.11659 | 0.07322 | 0.070066
0.071763 | 0.071235 | 0.070732 | 0.070842 | 0.072166 | 0.11505 | 0.12634 | 0.13169 | 0.12659 | 0.18364 | 0.18279 | 0.18286 | 0.18051 | 0.17902 | 0.1779 | 0.11764 | 0.12116 | 0.13963 | 0.13045 | 0.13037 | 0.12767 | 0.12219 | 0.077072 | 0.074103
0.072002 | 0.07125 | 0.07086 | 0.070999 | 0.0721 | 0.11492 | 0.12497 | 0.13191 | 0.12313 | 0.18022 | 0.1794 | 0.17847 | 0.17673 | 0.17621 | 0.17544 | 0.11526 | 0.11692 | 0.12343 | 0.12147 | 0.11979 | 0.11828 | 0.11777 | 0.075163 | 0.073288
0.074091 | 0.073846 | 0.073369 | 0.073164 | 0.073741 | 0.11489 | 0.12138 | 0.1234 | 0.12413 | 0.18218 | 0.17805 | 0.1766 | 0.17527 | 0.17423 | 0.17366 | 0.11367 | 0.11604 | 0.12404 | 0.12116 | 0.12009 | 0.11913 | 0.11654 | 0.073684 | 0.072524
0.073909 | 0.072651 | 0.072691 | 0.072525 | 0.072613 | 0.11331 | 0.11426 | 0.11643 | 0.11966 | 0.17792 | 0.17495 | 0.17466 | 0.17414 | 0.17365 | 0.17306 | 0.11288 | 0.11544 | 0.1295 | 0.12457 | 0.12419 | 0.12362 | 0.11796 | 0.074827 | 0.073694
0.073843 | 0.072875 | 0.07256 | 0.073268 | 0.07406 | 0.1163 | 0.12754 | 0.13519 | 0.12411 | 0.18301 | 0.18056 | 0.17838 | 0.17784 | 0.17687 | 0.17621 | 0.11632 | 0.12055 | 0.13742 | 0.13123 | 0.12775 | 0.12455 | 0.12059 | 0.076693 | 0.073383
0.072453 | 0.071058 | 0.070629 | 0.071194 | 0.072696 | 0.11484 | 0.12401 | 0.13034 | 0.12191 | 0.17914 | 0.17882 | 0.178 | 0.17638 | 0.17582 | 0.17547 | 0.11549 | 0.11885 | 0.13259 | 0.12864 | 0.12456 | 0.12126 | 0.11763 | 0.074938 | 0.072661
0.070269 | 0.069266 | 0.06856 | 0.068835 | 0.070313 | 0.11337 | 0.11952 | 0.11875 | 0.11786 | 0.17688 | 0.17665 | 0.17587 | 0.17509 | 0.17441 | 0.17423 | 0.11427 | 0.11608 | 0.12726 | 0.12158 | 0.11921 | 0.11772 | 0.11536 | 0.072489 | 0.06922
0.068443 | 0.067255 | 0.065833 | 0.065277 | 0.068227 | 0.11161 | 0.11919 | 0.11948 | 0.11761 | 0.17665 | 0.17655 | 0.17551 | 0.17506 | 0.17412 | 0.1735 | 0.11313 | 0.11543 | 0.12262 | 0.12141 | 0.12038 | 0.11777 | 0.11462 | 0.071358 | 0.068994
0.067355 | 0.065788 | 0.064334 | 0.064526 | 0.066794 | 0.1103 | 0.11811 | 0.11844 | 0.1166 | 0.17622 | 0.17646 | 0.17583 | 0.17487 | 0.17438 | 0.17359 | 0.11324 | 0.11535 | 0.12075 | 0.11789 | 0.11697 | 0.11576 | 0.11374 | 0.070742 | 0.068066
0.066985 | 0.065697 | 0.062079 | 0.061695 | 0.062521 | 0.10533 | 0.10815 | 0.1109 | 0.11363 | 0.17489 | 0.17527 | 0.17448 | 0.17191 | 0.17144 | 0.17129 | 0.11131 | 0.11375 | 0.11971 | 0.1163 | 0.11552 | 0.11524 | 0.11345 | 0.069675 | 0.065798
0.064303 | 0.06069 | 0.058516 | 0.058377 | 0.058491 | 0.099576 | 0.10287 | 0.10493 | 0.1075 | 0.16958 | 0.1701 | 0.1698 | 0.16976 | 0.16908 | 0.16822 | 0.10844 | 0.11138 | 0.11851 | 0.11602 | 0.11572 | 0.11523 | 0.11183 | 0.06911 | 0.064802
0.063087 | 0.060213 | 0.05886 | 0.058948 | 0.061907 | 0.10774 | 0.11472 | 0.11614 | 0.11543 | 0.1759 | 0.1774 | 0.17765 | 0.17637 | 0.17616 | 0.17535 | 0.1152 | 0.11855 | 0.12523 | 0.12268 | 0.11938 | 0.11836 | 0.11496 | 0.071547 | 0.068487
0.065828 | 0.064332 | 0.06235 | 0.062307 | 0.064685 | 0.10824 | 0.11472 | 0.11693 | 0.11624 | 0.17621 | 0.1764 | 0.17601 | 0.17564 | 0.17521 | 0.17463 | 0.11455 | 0.11714 | 0.12493 | 0.12387 | 0.12179 | 0.11894 | 0.11606 | 0.072767 | 0.070974
0.068705 | 0.06635 | 0.065042 | 0.065894 | 0.067105 | 0.11355 | 0.12085 | 0.12391 | 0.1189 | 0.17819 | 0.17717 | 0.17618 | 0.17544 | 0.175 | 0.17474 | 0.11478 | 0.11725 | 0.12568 | 0.12522 | 0.12359 | 0.12318 | 0.11656 | 0.073279 | 0.070542
0.069304 | 0.067086 | 0.065486 | 0.065788 | 0.067268 | 0.1115 | 0.11994 | 0.12239 | 0.11915 | 0.18031 | 0.18125 | 0.17967 | 0.17826 | 0.17729 | 0.1767 | 0.11682 | 0.12121 | 0.13577 | 0.1295 | 0.12413 | 0.12337 | 0.1185 | 0.074437 | 0.071663
0.068933 | 0.067011 | 0.065967 | 0.066153 | 0.068533 | 0.1124 | 0.12202 | 0.12252 | 0.11991 | 0.17806 | 0.178 | 0.17723 | 0.17616 | 0.17551 | 0.17478 | 0.11446 | 0.11671 | 0.13148 | 0.12659 | 0.1228 | 0.12192 | 0.11836 | 0.075099 | 0.072099
0.074002 | 0.073787 | 0.073264 | 0.073176 | 0.073385 | 0.11484 | 0.11726 | 0.11999 | 0.12217 | 0.17987 | 0.17734 | 0.1755 | 0.17439 | 0.17436 | 0.17344 | 0.11343 | 0.11555 | 0.12789 | 0.12568 | 0.12447 | 0.12377 | 0.12021 | 0.075505 | 0.073646
0.073709 | 0.072852 | 0.072816 | 0.072761 | 0.072446 | 0.11407 | 0.11623 | 0.11762 | 0.11694 | 0.17568 | 0.17378 | 0.17248 | 0.17209 | 0.17161 | 0.17117 | 0.11134 | 0.11367 | 0.12524 | 0.11835 | 0.11787 | 0.11683 | 0.11508 | 0.073665 | 0.071193
0.070904 | 0.069406 | 0.068466 | 0.068709 | 0.07016 | 0.1131 | 0.11737 | 0.11971 | 0.11851 | 0.1783 | 0.178 | 0.17676 | 0.17593 | 0.17531 | 0.17457 | 0.11462 | 0.11794 | 0.12647 | 0.1192 | 0.11833 | 0.11795 | 0.11505 | 0.072654 | 0.069698
0.067575 | 0.066566 | 0.064977 | 0.06476 | 0.066568 | 0.10974 | 0.11515 | 0.11635 | 0.11577 | 0.17593 | 0.17596 | 0.1757 | 0.17523 | 0.17433 | 0.17362 | 0.11344 | 0.11582 | 0.12368 | 0.11778 | 0.11681 | 0.1161 | 0.11485 | 0.070947 | 0.068256
0.066067 | 0.064019 | 0.062667 | 0.062352 | 0.063601 | 0.10657 | 0.11457 | 0.11651 | 0.11696 | 0.17718 | 0.1764 | 0.1764 | 0.17548 | 0.17475 | 0.1738 | 0.11319 | 0.11596 | 0.11962 | 0.11664 | 0.11594 | 0.11603 | 0.11381 | 0.069168 | 0.065737
0.064685 | 0.061095 | 0.059859 | 0.059745 | 0.060485 | 0.10426 | 0.10819 | 0.11093 | 0.11399 | 0.17598 | 0.17588 | 0.17623 | 0.17572 | 0.17552 | 0.17524 | 0.11474 | 0.11557 | 0.11762 | 0.11638 | 0.11582 | 0.11557 | 0.1144 | 0.070515 | 0.068664
0.061389 | 0.060748 | 0.058025 | 0.057857 | 0.058116 | 0.099305 | 0.10128 | 0.10853 | 0.11076 | 0.17214 | 0.17276 | 0.17204 | 0.17069 | 0.16992 | 0.1684 | 0.10784 | 0.11057 | 0.11595 | 0.1142 | 0.1138 | 0.11314 | 0.11133 | 0.066995 | 0.062998
0.063472 | 0.061043 | 0.058276 | 0.05798 | 0.058469 | 0.099728 | 0.10282 | 0.10478 | 0.10955 | 0.17183 | 0.1726 | 0.17269 | 0.17227 | 0.17147 | 0.17039 | 0.11022 | 0.11352 | 0.11735 | 0.11633 | 0.11563 | 0.11479 | 0.11195 | 0.069651 | 0.065939
0.063342 | 0.061115 | 0.058439 | 0.057719 | 0.057709 | 0.098019 | 0.099261 | 0.10152 | 0.1052 | 0.16778 | 0.16807 | 0.1683 | 0.16836 | 0.16796 | 0.16753 | 0.10763 | 0.11271 | 0.11899 | 0.1166 | 0.11585 | 0.11545 | 0.11434 | 0.070253 | 0.066304
0.065413 | 0.064037 | 0.061098 | 0.061835 | 0.064354 | 0.10698 | 0.11363 | 0.11592 | 0.11714 | 0.17694 | 0.17729 | 0.17715 | 0.17684 | 0.17641 | 0.17593 | 0.11601 | 0.11737 | 0.13074 | 0.12581 | 0.1197 | 0.11811 | 0.11602 | 0.072213 | 0.070076
0.067553 | 0.065615 | 0.062592 | 0.062541 | 0.064872 | 0.1094 | 0.1125 | 0.11639 | 0.11667 | 0.17667 | 0.17739 | 0.17715 | 0.17629 | 0.17602 | 0.17517 | 0.1147 | 0.11819 | 0.13118 | 0.12266 | 0.12026 | 0.11851 | 0.11638 | 0.071921 | 0.069959
0.070517 | 0.070048 | 0.069319 | 0.069493 | 0.069998 | 0.1122 | 0.11431 | 0.11892 | 0.11982 | 0.18063 | 0.18175 | 0.18062 | 0.18028 | 0.17823 | 0.17608 | 0.11598 | 0.12107 | 0.13797 | 0.1229 | 0.12115 | 0.12017 | 0.11607 | 0.072261 | 0.070473
0.070424 | 0.068517 | 0.067571 | 0.067727 | 0.068416 | 0.11004 | 0.11348 | 0.11589 | 0.11669 | 0.17762 | 0.17812 | 0.1775 | 0.17717 | 0.17686 | 0.17489 | 0.11483 | 0.11807 | 0.13756 | 0.12166 | 0.11931 | 0.11806 | 0.11642 | 0.072911 | 0.071938